## GTIN code & packing details
Range | Sub-Range | Type | AWG | Internal Code | Unikkern Items code | Description En | OD (mm) | lab | CPR level | CPR updated date | Report no. | Cu (kg/km) | Origin | Per Product Net Content | Per Product Net Content (Unit) | Global Trade Item Number (GTIN) | Individual Qty | Individual carton/bag size(mm) | Qty per inner carton | Inner carton size(cm) | Qty per export carton | Export carton size(mm) | QTY/Pallet | Loading Way /Pallet | Pallet Size cm | Sticker ENG | Sticker FR | UID Code | DoP | Marking
SOLID CABLE | SOLID CABLE CAT6 | U/UTP | 23 | KCU64PZHDGRB-21 | KCU64PZHDGRB | CAT6 CABLE U/UTP 4 PAIRS AWG24 250MHz LSZH CPR DCA GREY RAL7035 B305M | 5.80 +/- 0.3 | SGS - 2658 | Dca-s2, d1, a1 | 2019-10-23 | 630309.11 | 16 | China | 38 | Kilogram (kg) | 4897108885389 | - | - | - | - | - | - | 12 | 2x3x3 | 120x80x115 |  |  | #REF! | #REF! | #REF!
SOLID CABLE | SOLID CABLE CAT6 | U/UTP | 23 | KCU64PZHDGRB-E02 | KCU64PZHDGRB | CAT6 CABLE U/UTP 4 PAIRS AWG24 250MHz LSZH CPR DCA GREY RAL7035 B305M |  | TSE - 1783 |  |  |  |  | Turkey |  | Kilogram (kg) | 4897108885389 | [11 empty] | #REF! | #REF! | #REF!
SOLID CABLE | SOLID CABLE CAT6 | U/UTP | 23 | KCU64PZHDGR5-21 | KCU64PZHDGR5 | CAT6 CABLE U/UTP 4 PAIRS AWG24 250MHz LSZH CPR DCA GREY RAL7035 500M | 5.80 +/- 0.3 | SGS - 2658 | Dca-s2, d1, a1 | 2019-10-23 | 630309.11 | 16 | China | 62 | Kilogram (kg) | 4897108888939 | [9 empty] | CAT6 CABLE U/UTP 4 PAIRS AWG23 LSZH CPR DCA GREY RAL7035 500M | CÂBLE CAT6 U/UTP 4 PAIRES AWG23 LSZH CPR DCA GRIS RAL7035 500M | UKN-C6UU4P01DLH | UKN-L07DLH-XX | UNIKKERN DATA CABLE U/UTP CAT6 4 PAIRS AWG23 100OHM Tested up to 400MHZ NVP 69% EN50575 Dca Certified SGS 21WWYY – IEC 61156-5/ISO11801/TIA-EIA 568.2-D CE LSZH xxxxxxM
SOLID CABLE | SOLID CABLE CAT6 | U/UTP | 24 | KCU64PLZHDGR5-21 | KCU64PLZHDGR5 | CAT6 CABLE U/UTP 4 PAIRS AWG24 250MHz LSZH CPR DCA GREY RAL7035 500M | 5.30 +/- 0.3 | SGS - 2658 | Dca-s2, d1, a1 | 2019-10-23 | 630309.11 | 16 | China | 34 | Kilogram (kg) | 4897108882319 | - | - | - | - | - | - | 12 | 2x3x3 | 120x80x115 |  |  | UKN-C6UU4P01SDLH | UKN-L07SDLH-XX | UNIKKERN DATA CABLE U/UTP CAT6 4 PAIRS AWG24 100OHM Tested up to 400MHZ NVP 69% EN50575 Dca Certified SGS 21WWYY – IEC 61156-5/ISO11801/TIA-EIA 568.2-D CE LSZH xxxxxxM
SOLID CABLE | SOLID CABLE CAT6 | U/UTP | 24 | KCU64PLZHDGR5-E02 | KCU64PLZHDGR5 | CAT6 CABLE U/UTP 4 PAIRS AWG24 250MHz LSZH CPR DCA GREY RAL7035 500M |  | TSE - 1783 |  |  |  |  | Turkey |  | Kilogram (kg) | 4897108882319 | [11 empty] | UKN-C6UU4P01SDLH | UKN-L07SDLH-XX | UNIKKERN DATA CABLE U/UTP CAT6 4 PAIRS AWG24 100OHM Tested up to 400MHZ NVP 69% EN50575 Dca Certified SGS 21WWYY – IEC 61156-5/ISO11801/TIA-EIA 568.2-D CE LSZH xxxxxxM
SOLID CABLE | SOLID CABLE CAT6 | U/UTP | 24 | KCU64PLZHDGRB-21 | KCU64PLZHDGRB | CAT6 CABLE U/UTP 4 PAIRS AWG24 250MHz LSZH CPR DCA GREY RAL7035 B305M | 5.30 +/- 0.3 | SGS - 2658 | Dca-s2, d1, a1 | 2019-10-23 | 630309.11 | 15.12 | China | 34 | Kilogram (kg) | 4897108882326 | - | - | - | - | - | - | 9.15 | 2x5x3 | 120x80x115 |  |  | UKN-C6UU4P01SDLH | UKN-L07SDLH-XX | UNIKKERN DATA CABLE U/UTP CAT6 4 PAIRS AWG24 100OHM Tested up to 400MHZ NVP 69% EN50575 Dca Certified SGS 21WWYY – IEC 61156-5/ISO11801/TIA-EIA 568.2-D CE LSZH xxxxxxM
SOLID CABLE | SOLID CABLE CAT6 | U/UTP | 24 | KCU64PLZHDGRB-E02 | KCU64PLZHDGRB | CAT6 CABLE U/UTP 4 PAIRS AWG24 250MHz LSZH CPR DCA GREY RAL7035 B305M |  | TSE - 1783 |  |  |  |  | Turkey |  | Kilogram (kg) | 4897108882326 | [11 empty] | UKN-C6UU4P01SDLH | UKN-L07SDLH-XX | UNIKKERN DATA CABLE U/UTP CAT6 4 PAIRS AWG24 100OHM Tested up to 400MHZ NVP 69% EN50575 Dca Certified SGS 21WWYY – IEC 61156-5/ISO11801/TIA-EIA 568.2-D CE LSZH xxxxxxM
SOLID CABLE | SOLID CABLE CAT6 | U/UTP | 24 | KCU64PLGRB-21 | KCU64PLGRB | CAT6 CABLE U/UTP 4 PAIRS AWG24 TEST UP TO 400MHz PVC CPR ECA GREY RAL7035 B305M | 5.30 +/- 0.3 | 3P - 2652 | ECA | 2016-10-12 | 1164609 | 15.12 | China | 38 | Kilogram (kg) | 4897108884047 | - | - | - | - | - | - | 9.15 | 2x5x3 | 120x80x130 | CAT6 CABLE U/UTP 4 PAIRS AWG24 PVC ECA GREY 305M | CABLE CAT6 U/UTP 4 PAIRES AWG24 PVC ECA GRIS 305M | #REF! | #REF! | #REF!
SOLID CABLE | SOLID CABLE CAT6 | U/UTP | 24 | KCU64PLGRB-E02 | KCU64PLGRB | CAT6 CABLE U/UTP 4 PAIRS AWG24 TEST UP TO 400MHz PVC CPR ECA GREY RAL7035 B305M |  | TSE - 1783 |  |  |  |  | Turkey |  | Kilogram (kg) | 4897108884047 | [11 empty] | #REF! | #REF! | #REF!
SOLID CABLE | SOLID CABLE CAT6 | F/UTP | 23 | KCFU64PZHDGR5-21 | KCFU64PZHDGR5 | CAT6 CABLE F/UTP 4 PAIRS AWG23 250MHz LSZH CPR DCA GREY RAL7035 500M | 6.90 +/- 0.4 | SGS - 2658 | Dca (B2ca-s1a,d0,a1) | 2026-02-18 | 630309.16_Class | 17.5 | China | 49 | Kilogram (kg) | 4897108881749 | - | - | - | - | - | - | 9 | 2x3x3 | 120x80x130 |  |  | #REF! | #REF! | #REF!
SOLID CABLE | SOLID CABLE CAT6 | F/UTP | 23 | KCFU64PZHDGR5-E02 | KCFU64PZHDGR5 | CAT6 CABLE F/UTP 4 PAIRS AWG23 250MHz LSZH CPR DCA GREY RAL7035 500M |  | TSE - 1783 |  |  |  |  | Turkey |  | Kilogram (kg) | 4897108881749 | [11 empty] | #REF! | #REF! | #REF!
SOLID CABLE | SOLID CABLE CAT6 | F/UTP | 23 | KCFU68PZHDGR5-21 | KCFU68PZHDGR5 | CAT6 CABLE F/UTP 2x4 PAIRS AWG23 250MHz LSZH CPR DCA GREY RAL7035 500M | 6.90 x 14.0 +/- 0.4 | SGS - 2658 | Dca (B2ca-s1a,d0,a1) | 2026-02-18 | 630309.31_Class | 35 | China | 98 | Kilogram (kg) | 4897108881756 | - | - | - | - | - | - | 4 | 2x2x2 | 120x110x93 |  |  | #REF! | #REF! | #REF!
SOLID CABLE | SOLID CABLE CAT6 | F/UTP | 23 | KCFU68PZHDGR5-E02 | KCFU68PZHDGR5 | CAT6 CABLE F/UTP 2x4 PAIRS AWG23 250MHz LSZH CPR DCA GREY RAL7035 500M |  | TSE - 1783 |  |  |  |  | Turkey |  | Kilogram (kg) | 4897108881756 | [11 empty] | #REF! | #REF! | #REF!
SOLID CABLE | SOLID CABLE CAT6 | F/UTP | 23 | KCFU64PZHDGRB-21 | KCFU64PZHDGRB | CAT6 CABLE F/UTP 4 PAIRS AWG23 250MHz LSZH CPR DCA GREY RAL7035 B305M | 6.90 +/- 0.4 | SGS - 2658 | Dca (B2ca-s1a,d0,a1) | 2026-02-18 | 630309.16_Class | 18 | China | 49 | Kilogram (kg) | 4897108882333 | - | - | - | - | - | - | 6.8625 | 2x3x3 | 120x80x130 |  |  | #REF! | #REF! | #REF!
SOLID CABLE | SOLID CABLE CAT6 | F/UTP | 23 | KCFU64PZHDGRB-E02 | KCFU64PZHDGRB | CAT6 CABLE F/UTP 4 PAIRS AWG23 250MHz LSZH CPR DCA GREY RAL7035 B305M |  | TSE - 1783 |  |  |  |  | Turkey |  | Kilogram (kg) | 4897108882333 | [11 empty] | #REF! | #REF! | #REF!
SOLID CABLE | SOLID CABLE CAT6A | U/UTP | 23 | KCU6A4PLZHDBL5-21 | KCU6A4PLZHDBL5 | CAT6A CABLE U/UTP 4 PAIRS AWG23 500MHz LSZH CPR DCA BLUE RAL5024 500M | 6.30 +/- 0.4 | SGS - 0598 | Dca (B2ca-s1a,d0,a1) | 2019-11-26 | 630309.15 | 16.4 | China | 40 | Kilogram (kg) | 4897108883996 | - | - | - | - | - | - | 12 | 2x3x4 | 120x80x115 |  |  | #REF! | #REF! | UNIKKERN DATA CABLE U/UTP CAT6A 4 PAIRS AWG23 100OHM Tested up to 650MHZ NVP 75% EN50575 Dca Certified SGS 21WWYY – IEC 61156-5/ISO11801/TIA-EIA 568.2-D CE LSZH xxxxxxM
SOLID CABLE | SOLID CABLE CAT6A | U/UTP | 23 | KCU6A4PLZHDBL5-E02 | KCU6A4PLZHDBL5 | CAT6A CABLE U/UTP 4 PAIRS AWG23 500MHz LSZH CPR DCA BLUE RAL5024 500M |  | TSE - 1783 |  |  |  |  | Turkey |  | Kilogram (kg) | 4897108883996 | [11 empty] | #REF! | #REF! | UNIKKERN DATA CABLE U/UTP CAT6A 4 PAIRS AWG23 100OHM Tested up to 650MHZ NVP 75% EN50575 Dca Certified SGS 21WWYY – IEC 61156-5/ISO11801/TIA-EIA 568.2-D CE LSZH xxxxxxM
SOLID CABLE | SOLID CABLE CAT6A | U/UTP | 23 | KCU6A4PLZHDVI5-21 | KCU6A4PLZHDVI5 | CAT6A CABLE U/UTP 4 PAIRS AWG23 500MHz LSZH CPR DCA VIOLET RAL4001 500M | 6.30 +/- 0.4 | SGS - 2658 | Dca (B2ca-s1a,d0,a1) | 2019-11-26 | 630309.15 | 16.4 | China | 40 | Kilogram (kg) | 4897108885648 | [6 empty] | 12 | 2x3x4 | 120x80x115 |  |  | UKN-C6AUU4P01DLH | UKN-L11DLH-XX | UNIKKERN DATA CABLE U/UTP CAT6A 4 PAIRS AWG23 100OHM Tested up to 650MHZ NVP 75% EN50575 Dca Certified SGS 21WWYY – IEC 61156-5/ISO11801/TIA-EIA 568.2-D CE LSZH xxxxxxM
SOLID CABLE | SOLID CABLE CAT6A | U/UTP | 23 | KCU6A4PLZHDVI5-E02 | KCU6A4PLZHDVI5 |  |  | TSE - 1783 |  |  |  |  | Turkey |  | Kilogram (kg) | 4897108885648 | [11 empty] | UKN-C6AUU4P01DLH | UKN-L11DLH-XX | UNIKKERN DATA CABLE U/UTP CAT6A 4 PAIRS AWG23 100OHM Tested up to 650MHZ NVP 75% EN50575 Dca Certified SGS 21WWYY – IEC 61156-5/ISO11801/TIA-EIA 568.2-D CE LSZH xxxxxxM
SOLID CABLE | SOLID CABLE CAT6A | U/FTP | 23 | KCUF6A4PZHDBL5-21 | KCUF6A4PZHDBL5 | CAT6A CABLE U/FTP 4 PAIRS AWG23 500MHz LSZH CPR DCA BLUE RAL5024 500M | 7.0 +/- 0.2 | SGS - 2658 | Dca (B2ca-s1a,d0,a1) | 2024-11-29 | 630309.23_Class | 18 | China | 48 | Kilogram (kg) | 4897108882340 | - | - | - | - | - | - | 9 | 2x3x3 | 120x80x130 |  |  | #REF! | #REF! | #REF!
SOLID CABLE | SOLID CABLE CAT6A | U/FTP | 23 | KCUF6A4PZHDBL5-E02 | KCUF6A4PZHDBL5 | CAT6A CABLE U/FTP 4 PAIRS AWG23 500MHz LSZH CPR DCA BLUE RAL5024 500M |  | TSE - 1783 |  |  |  |  | Turkey |  | Kilogram (kg) | 4897108882340 | [11 empty] | #REF! | #REF! | #REF!
SOLID CABLE | SOLID CABLE CAT6A | U/FTP | 23 | KCUF6A8PZHDBL5-21 | KCUF6A8PZHDBL5 | CAT6A CABLE U/FTP 2x4 PAIRS AWG23 500MHz LSZH CPR DCA BLUE RAL5024 500M | 7.0 x 14.8 +/- 0.2 | SGS - 2658 | Dca (B2ca-s1a,d0,a1) | 2024-11-29 | 630309.23_Class | 36 | China | 96 | Kilogram (kg) | 4897108882357 | - | - | - | - | - | - | 4 | 2x2x2 | 120x110x93 |  |  | #REF! | #REF! | #REF!
SOLID CABLE | SOLID CABLE CAT6A | U/FTP | 23 | KCUF6A8PZHDBL5-E02 | KCUF6A8PZHDBL5 | CAT6A CABLE U/FTP 2x4 PAIRS AWG23 500MHz LSZH CPR DCA BLUE RAL5024 500M |  | TSE - 1783 |  |  |  |  | Turkey |  | Kilogram (kg) | 4897108882357 | [11 empty] | #REF! | #REF! | #REF!
SOLID CABLE | SOLID CABLE CAT6A | U/FTP | 23 | KCUF6A4PZHCBL5-21 | KCUF6A4PZHCBL5 | CAT6A CABLE U/FTP 4 PAIRS AWG23 500MHz LSZH CPR CCA BLUE RAL5024 500M | 7.20 +/- 0.2 | SGS - 2658 | Cca (B2ca-s1a,d0,a1) | 2024-11-29 | 630309.23_Class | 18 | China | 51 | Kilogram (kg) | 4897108882364 | - | - | - | - | - | - | 9 | 2x3x3 | 120x80x130 |  |  | #REF! | #REF! | #REF!
SOLID CABLE | SOLID CABLE CAT6A | U/FTP | 23 | KCUF6A4PZHCBL5-E02 | KCUF6A4PZHCBL5 | CAT6A CABLE U/FTP 4 PAIRS AWG23 500MHz LSZH CPR CCA BLUE RAL5024 500M |  | TSE - 1783 |  |  |  |  | Turkey |  | Kilogram (kg) | 4897108882364 | [11 empty] | #REF! | #REF! | #REF!
SOLID CABLE | SOLID CABLE CAT6A | U/FTP | 23 | KCUF6A4PZHB2BL5-21 | KCUF6A4PZHB2BL5 | CAT6A CABLE U/FTP 4 PAIRS AWG23 500MHz LSZH CPR B2CA BLUE RAL5024 500M | 7.20 +/- 0.2 | SGS - 2658 | B2ca-s1a,d0,a1 | 2024-11-29 | 630309.23_Class | 18 | China | 51 | Kilogram (kg) | 4897108882371 | - | - | - | - | - | - | 9 | 2x3x3 | 120x80x130 |  |  | #REF! | #REF! | #REF!
SOLID CABLE | SOLID CABLE CAT6A | U/FTP | 23 | KCUF6A4PZHB2BL5-E02 | KCUF6A4PZHB2BL5 | CAT6A CABLE U/FTP 4 PAIRS AWG23 500MHz LSZH CPR B2CA BLUE RAL5024 500M |  | TSE - 1783 |  |  |  |  | Turkey |  | Kilogram (kg) | 4897108882371 | [11 empty] | #REF! | #REF! | #REF!
SOLID CABLE | SOLID CABLE CAT6A | U/FTP | 23 | KCUF6A4PZHCOUT5-21 | KCUF6A4PZHCOUT5 | CAT6A CABLE U/FTP 4 PAIRS AWG23 TESTED UP TO 650MHz LSZH CPR CCA INDOOR/OUTDOOR BLACK RAL9005 500M | 7.50 +/- 0.3 | SGS - 2658 | Cca (B2ca-s1a,d0,a1) | 2024-11-29 | 630309.23_Class | 17.8 | China | 51 | Kilogram (kg) | 4897108886140 | [11 empty] | UKN-C6AUF4P01CUVLH | UKN-L15CUVLH-XX | UNIKKERN DATA CABLE U/FTP CAT6A 4 PAIRS AWG23 100OHM Tested up to 650MHZ NVP 76% EN50575 Cca Certified SGS 21WWYY – IEC 61156-5/ISO11801/TIA-EIA 568.2-D CE UV LSZH xxxxxxM
SOLID CABLE | SOLID CABLE CAT6A | U/FTP | 23 | KCUF6A4PZHCOUT5-E02 | KCUF6A4PZHCOUT5 | CAT6A CABLE U/FTP 4 PAIRS AWG23 TESTED UP TO 650MHz LSZH CPR CCA INDOOR/OUTDOOR BLACK RAL9005 500M |  | TSE - 1783 |  |  |  |  | Turkey |  | Kilogram (kg) | 4897108886140 | [11 empty] | UKN-C6AUF4P01CUVLH | UKN-L15CUVLH-XX | UNIKKERN DATA CABLE U/FTP CAT6A 4 PAIRS AWG23 100OHM Tested up to 650MHZ NVP 76% EN50575 Cca Certified SGS 21WWYY – IEC 61156-5/ISO11801/TIA-EIA 568.2-D CE UV LSZH xxxxxxM
SOLID CABLE | SOLID CABLE CAT6A | F/UTP | 23 | KCFU6A4PZHDWH5-21 | KCFU6A4PZHDWH5 | CAT6A CABLE F/UTP 4 PAIRS AWG23 500MHz LSZH CPR DCA WHITE RAL9003 500M | 6.60 +/- 0.2 | SGS - 2658 | Dca (B2ca-s1a,d0,a1) | 2026-02-18 | 630309.16_Class | 16.6 | China | 47 | Kilogram (kg) | 4897108884900 | - | - | - | - | - | - | 9 | 2x3x3 | 120x80x130 |  |  | UKN-C6AFU4P01DLH | UKN-L13DLH-XX | UNIKKERN DATA CABLE F/UTP CAT6A 4 PAIRS AWG23 100OHM Tested up to 650MHZ NVP 68% EN50575 Dca Certified SGS 21WWYY – IEC 61156-5/ISO11801/TIA-EIA 568.2-D CE LSZH xxxxxxM
SOLID CABLE | SOLID CABLE CAT6A | F/UTP | 23 | KCFU6A4PZHDWH5-E02 | KCFU6A4PZHDWH5 | CAT6A CABLE F/UTP 4 PAIRS AWG23 500MHz LSZH CPR DCA WHITE RAL9003 500M |  | TSE - 1783 |  |  |  |  | Turkey |  | Kilogram (kg) | 4897108884900 | [11 empty] | UKN-C6AFU4P01DLH | UKN-L13DLH-XX | UNIKKERN DATA CABLE F/UTP CAT6A 4 PAIRS AWG23 100OHM Tested up to 650MHZ NVP 68% EN50575 Dca Certified SGS 21WWYY – IEC 61156-5/ISO11801/TIA-EIA 568.2-D CE LSZH xxxxxxM
SOLID CABLE | SOLID CABLE CAT6A | F/FTP | 23 | KCFF6A4PZHDBL5-21 | KCFF6A4PZHDBL5 | CAT6A CABLE F/FTP 4 PAIRS AWG23 500MHz LSZH CPR DCA BLUE RAL5024 500M | 7.0 +/- 0.2 | SGS - 2658 | Dca (B2ca-s1a,d0,a1) | 2024-11-29 | 630309.22_Class | 17.8 | China | 50 | Kilogram (kg) | 4897108881763 | - | - | - | - | - | - | 9 | 2x3x3 | 120x80x130 |  |  | #REF! | #REF! | #REF!
SOLID CABLE | SOLID CABLE CAT6A | F/FTP | 23 | KCFF6A4PZHDBL5-E02 | KCFF6A4PZHDBL5 | CAT6A CABLE F/FTP 4 PAIRS AWG23 500MHz LSZH CPR DCA BLUE RAL5024 500M |  | TSE - 1783 |  |  |  |  | Turkey |  | Kilogram (kg) | 4897108881763 | [11 empty] | #REF! | #REF! | #REF!
SOLID CABLE | SOLID CABLE CAT6A | F/FTP | 23 | KCFF6A4PZHDBLB-21 | KCFF6A4PZHDBLB | CAT6A CABLE F/FTP 4 PAIRS AWG23 500MHz LSZH CPR DCA BLUE RAL5024 305M | 7.0 +/- 0.2 | SGS - 2658 | Dca (B2ca-s1a,d0,a1) | 2024-11-29 | 630309.22_Class | 17.8 | China | 50 | Kilogram (kg) | 4897108882753 | - | - | - | - | - | - | 5.49 | 2x3x3 | 120x80x130 |  |  | #REF! | #REF! | #REF!
SOLID CABLE | SOLID CABLE CAT6A | F/FTP | 23 | KCFF6A4PZHDBLB-E02 | KCFF6A4PZHDBLB | CAT6A CABLE F/FTP 4 PAIRS AWG23 500MHz LSZH CPR DCA BLUE RAL5024 305M |  | TSE - 1783 |  |  |  |  | Turkey |  | Kilogram (kg) | 4897108882753 | [11 empty] | #REF! | #REF! | #REF!
SOLID CABLE | SOLID CABLE CAT6A | F/FTP | 23 | KCFF6A8PZHDBL5-21 | KCFF6A8PZHDBL5 | CAT6A CABLE F/FTP 2x4 PAIRS AWG23 500MHz LSZH CPR DCA BLUE RAL5024 500M | 7.0 x 14.8 +/- 0.2 | SGS - 2658 | Dca (B2ca-s1a,d0,a1) | 2024-11-29 | 630309.22_Class | 35.6 | China | 100 | Kilogram (kg) | 4897108881770 | - | - | - | - | - | - | 4 | 2x2x2 | 120x110x90 |  |  | #REF! | #REF! | #REF!
SOLID CABLE | SOLID CABLE CAT6A | F/FTP | 23 | KCFF6A8PZHDBL5-E02 | KCFF6A8PZHDBL5 | CAT6A CABLE F/FTP 2x4 PAIRS AWG23 500MHz LSZH CPR DCA BLUE RAL5024 500M |  | TSE - 1783 |  |  |  |  | Turkey |  | Kilogram (kg) | 4897108881770 | [11 empty] | #REF! | #REF! | #REF!
SOLID CABLE | SOLID CABLE CAT6A | F/FTP | 23 | KCFF6A4PZHDGR5-21 | KCFF6A4PZHDGR5 | CAT6A CABLE F/FTP 4 PAIRS AWG23 500MHz LSZH CPR DCA GREY RAL7035 500M | 7.0 +/- 0.2 | SGS - 2658 | Dca (B2ca-s1a,d0,a1) | 2024-11-29 | 630309.22_Class | 17.8 | China | 50 | Kilogram (kg) | 4897108882470 | - | - | - | - | - | - | 9 | 2x3x3 | 120x80x130 |  |  | #REF! | #REF! | #REF!
SOLID CABLE | SOLID CABLE CAT6A | F/FTP | 23 | KCFF6A4PZHDGR5-E02 | KCFF6A4PZHDGR5 | CAT6A CABLE F/FTP 4 PAIRS AWG23 500MHz LSZH CPR DCA GREY RAL7035 500M |  | TSE - 1783 |  |  |  |  | Turkey |  | Kilogram (kg) | 4897108882470 | [11 empty] | #REF! | #REF! | #REF!
SOLID CABLE | SOLID CABLE CAT6A | F/FTP | 23 | KCFF6A8PZHDGR5-21 | KCFF6A8PZHDGR5 | CAT6A CABLE F/FTP 2x4 PAIRS AWG23 500MHz LSZH CPR DCA GREY RAL7035 500M | 7.0 x 14.8 +/- 0.2 | SGS - 2658 | Dca (B2ca-s1a,d0,a1) | 2024-11-29 | 630309.22_Class | 35.6 | China | 100 | Kilogram (kg) | 4897108882487 | - | - | - | - | - | - | 4 | 2x2x2 | 120x110x90 |  |  | #REF! | #REF! | #REF!
SOLID CABLE | SOLID CABLE CAT6A | F/FTP | 23 | KCFF6A8PZHDGR5-E02 | KCFF6A8PZHDGR5 | CAT6A CABLE F/FTP 2x4 PAIRS AWG23 500MHz LSZH CPR DCA GREY RAL7035 500M |  | TSE - 1783 |  |  |  |  | Turkey |  | Kilogram (kg) | 4897108882487 | [11 empty] | #REF! | #REF! | #REF!
SOLID CABLE | SOLID CABLE CAT6A | F/FTP | 23 | KCFF6A4PZHCBL5-21 | KCFF6A4PZHCBL5 | CAT6A CABLE F/FTP 4 PAIRS AWG23 500MHz LSZH CPR CCA BLUE RAL5024 500M | 7.20 +/- 0.2 | SGS - 2658 | Cca (B2ca-s1a,d0,a1) | 2024-11-29 | 630309.22_Class | 18 | China | 53 | Kilogram (kg) | 4897108882388 | - | - | - | - | - | - | 9 | 2x3x3 | 120x80x130 |  |  | #REF! | #REF! | #REF!
SOLID CABLE | SOLID CABLE CAT6A | F/FTP | 23 | KCFF6A4PZHCBL5-E02 | KCFF6A4PZHCBL5 | CAT6A CABLE F/FTP 4 PAIRS AWG23 500MHz LSZH CPR CCA BLUE RAL5024 500M |  | TSE - 1783 |  |  |  |  | Turkey |  | Kilogram (kg) | 4897108882388 | [11 empty] | #REF! | #REF! | #REF!
SOLID CABLE | SOLID CABLE CAT6A | F/FTP | 23 | KCFF6A8PZHCBL5-21 | KCFF6A8PZHCBL5 | CAT6A CABLE F/FTP 2x4 PAIRS AWG23 500MHz LSZH CPR CCA BLUE RAL5024 500M | 7.20 x 15.0 +/- 0.2 | SGS - 2658 | Cca (B2ca-s1a,d0,a1) | 2024-11-29 | 630309.22_Class | 36 | China | 106 | Kilogram (kg) | 4897108884931 | - | - | - | - | - | - | 4 | 2x2x2 | 120x110x90 |  |  | #REF! | #REF! | #REF!
SOLID CABLE | SOLID CABLE CAT6A | F/FTP | 23 | KCFF6A8PZHCBL5-E02 | KCFF6A8PZHCBL5 | CAT6A CABLE F/FTP 2x4 PAIRS AWG23 500MHz LSZH CPR CCA BLUE RAL5024 500M |  | TSE - 1783 |  |  |  |  | Turkey |  | Kilogram (kg) | 4897108884931 | [11 empty] | #REF! | #REF! | #REF!
SOLID CABLE | SOLID CABLE CAT6A | F/FTP | 23 | KCFF6A4PZHB2BL5-21 | KCFF6A4PZHB2BL5 | CAT6A CABLE F/FTP 4 PAIRS AWG23 500MHz LSZH CPR B2CA BLUE RAL5024 500M | 7.20 +/- 0.2 | SGS - 2658 | B2ca-s1a,d0,a1 | 2024-11-29 | 630309.22_Class | 18 | China | 53 | Kilogram (kg) | 4897108882395 | - | - | - | - | - | - | 9 | 2x3x3 | 120x80x130 |  |  | #REF! | #REF! | #REF!
SOLID CABLE | SOLID CABLE CAT6A | F/FTP | 23 | KCFF6A4PZHB2BL5-E02 | KCFF6A4PZHB2BL5 | CAT6A CABLE F/FTP 4 PAIRS AWG23 500MHz LSZH CPR B2CA BLUE RAL5024 500M |  | TSE - 1783 |  |  |  |  | Turkey |  | Kilogram (kg) | 4897108882395 | [11 empty] | #REF! | #REF! | #REF!
SOLID CABLE | SOLID CABLE CAT6A | S/FTP | 23 | KCSF6A4PZHDBL5-21 | KCSF6A4PZHDBL5 | CAT6A CABLE S/FTP 4 PAIRS AWG23 500MHz LSZH CPR DCA BLUE RAL5024 500M | 7.0 +/- 0.2 | SGS - 2658 | Dca-s2, d1, a1 | 2019-08-30 | 630309.08 | 21 | China | 51 | Kilogram (kg) | 4897108882715 | - | - | - | - | - | - | 9 | 2x3x3 | 120x100x112 |  |  | #REF! | #REF! | #REF!
SOLID CABLE | SOLID CABLE CAT6A | S/FTP | 23 | KCSF6A4PZHDBL5-E02 | KCSF6A4PZHDBL5 | CAT6A CABLE S/FTP 4 PAIRS AWG23 500MHz LSZH CPR DCA BLUE RAL5024 500M |  | TSE - 1783 |  |  |  |  | Turkey |  | Kilogram (kg) | 4897108882715 | [11 empty] | #REF! | #REF! | #REF!
SOLID CABLE | SOLID CABLE CAT6A | S/FTP | 23 | KCSF6A8PZHDBL5-21 | KCSF6A8PZHDBL5 | CAT6A CABLE S/FTP 2x4 PAIRS AWG23 500MHz LSZH CPR DCA BLUE RAL5024 500M | 7.0 x 14.8 +/- 0.2 | SGS - 2658 | Dca-s2, d1, a1 | 2019-08-30 | 630309.08 | 42 | China | 102 | Kilogram (kg) | 4897108882722 | - | - | - | - | - | - | 4 | 2x2x2 | 120x110x90 |  |  | UKN-C6ASF8P01DLH | UKN-L20DLH-XX | UNIKKERN DATA CABLE S/FTP CAT6A 2x4 PAIRS AWG23 100OHM Tested up to 650MHZ NVP 76% EN50575 Dca Certified SGS 21WWYY– IEC 61156-5/ISO11801/TIA-EIA 568.2-D CE LSZH xxxxxxM
SOLID CABLE | SOLID CABLE CAT6A | S/FTP | 23 | KCSF6A8PZHDBL5-E02 | KCSF6A8PZHDBL5 | CAT6A CABLE S/FTP 2x4 PAIRS AWG23 500MHz LSZH CPR DCA BLUE RAL5024 500M |  | TSE - 1783 |  |  |  |  | Turkey |  | Kilogram (kg) | 4897108882722 | [11 empty] | UKN-C6ASF8P01DLH | UKN-L20DLH-XX | UNIKKERN DATA CABLE S/FTP CAT6A 2x4 PAIRS AWG23 100OHM Tested up to 650MHZ NVP 76% EN50575 Dca Certified SGS 21WWYY– IEC 61156-5/ISO11801/TIA-EIA 568.2-D CE LSZH xxxxxxM
SOLID CABLE | SOLID CABLE CAT6A | S/FTP | 23 | KCSF6A4PZHCBL5-21 | KCSF6A4PZHCBL5 | CAT6A CABLE S/FTP 4 PAIRS AWG23 LSZH CPR CCA BLUE RAL5024 500M | 7.30 +/- 0.3 | SGS - 2658 | Cca (B2ca-s1a,d0,a1) | 2024-11-25 | 630309.21_Class | 23 | China | 52 | Kilogram (kg) | 4897108885624 | [6 empty] | 9 |  | 120x120x80 | CAT6A CABLE S/FTP 4 PAIRS AWG23 LSZH CPR CCA BLUE 500M | CÂBLE CAT6A S/FTP 4 PAIRES AWG23 LSZH CPR CCA BLEU 500M | UKN-C6ASF4P01CLH | UKN-L19CLH-XX | UNIKKERN DATA CABLE S/FTP CAT6A 4 PAIRS AWG23 100OHM Tested up to 650MHZ NVP 76% EN50575 Cca Certified SGS ZZWWYY– IEC 61156-5/ISO11801/TIA-EIA 568.2-D CE LSZH xxxxxxM
SOLID CABLE | SOLID CABLE CAT6A | S/FTP | 23 | KCSF6A4PZHCWH5-21 | KCSF6A4PZHCWH5 | CAT6A CABLE S/FTP 4 PAIRS AWG23 LSZH CPR CCA WHITE RAL9003 500M | 7.30 +/- 0.3 | SGS - 2658 | Cca (B2ca-s1a,d0,a1) | 2024-11-25 | 630309.21_Class | 23 | China | 52 | Kilogram (kg) | 4897108889226 | [6 empty] | 9 |  | 120x120x80 | CAT6A CABLE S/FTP 4 PAIRS AWG23 LSZH CPR CCA WHITE 500M | CÂBLE CAT6A S/FTP 4 PAIRES AWG23 LSZH CPR CCA BLANC 500M | UKN-C6ASF4P01CLH | UKN-L19CLH-XX | UNIKKERN DATA CABLE S/FTP CAT6A 4 PAIRS AWG23 100OHM Tested up to 650MHZ NVP 76% EN50575 Cca Certified SGS ZZWWYY– IEC 61156-5/ISO11801/TIA-EIA 568.2-D CE LSZH xxxxxxM
SOLID CABLE | SOLID CABLE CAT6A | S/FTP | 23 | KCSF6A4PZHCBL5-E02 | KCSF6A4PZHCBL5 | CAT6A CABLE S/FTP 4 PAIRS AWG23 LSZH CPR CCA BLUE RAL5024 500M | 7.0 +/- 0.3 | TSE - 1783 |  |  |  |  | Turkey |  | Kilogram (kg) | 4897108885624 | [11 empty] | UKN-C6ASF4P01CLH | UKN-L19CLH-XX | UNIKKERN DATA CABLE S/FTP CAT6A 4 PAIRS AWG23 100OHM Tested up to 650MHZ NVP 76% EN50575 Cca Certified SGS ZZWWYY– IEC 61156-5/ISO11801/TIA-EIA 568.2-D CE LSZH xxxxxxM
SOLID CABLE | SOLID CABLE CAT7 | S/FTP | 23 | KCSF74PZHDOR5-21 | KCSF74PZHDOR5 | CAT7 CABLE S/FTP 4 PAIRS AWG23 600MHz LSZH CPR DCA ORANGE RAL2003 500M | 7.0 +/- 0.2 | SGS - 2658 | Dca-s2, d1, a1 | 2019-08-30 | 630309.08 | 21 | China | 52 | Kilogram (kg) | 4897108881787 | - | - | - | - | - | - | 8 | 2x2x4 | 120x100x112 |  |  | #REF! | #REF! | #REF!
SOLID CABLE | SOLID CABLE CAT7 | S/FTP | 23 | KCSF74PZHDOR5-E02 | KCSF74PZHDOR5 | CAT7 CABLE S/FTP 4 PAIRS AWG23 600MHz LSZH CPR DCA ORANGE RAL2003 500M |  | TSE - 1783 |  |  |  |  | Turkey |  | Kilogram (kg) | 4897108881787 | [11 empty] | #REF! | #REF! | #REF!
SOLID CABLE | SOLID CABLE CAT7 | S/FTP | 23 | KCSF78PZHDOR5-21 | KCSF78PZHDOR5 | CAT7 CABLE S/FTP 2x4 PAIRS AWG23 600MHz LSZH CPR DCA ORANGE RAL2003 500M | 7.0 x 14.8 +/- 0.2 | SGS - 2658 | Dca-s2, d1, a1 | 2019-08-30 | 630309.08 | 42 | China | 104 | Kilogram (kg) | 4897108881794 | - | - | - | - | - | - | 4 | 2x2x2 | 120x110x90 |  |  | #REF! | #REF! | #REF!
SOLID CABLE | SOLID CABLE CAT7 | S/FTP | 23 | KCSF78PZHDOR5-E02 | KCSF78PZHDOR5 | CAT7 CABLE S/FTP 2x4 PAIRS AWG23 600MHz LSZH CPR DCA ORANGE RAL2003 500M |  | TSE - 1783 |  |  |  |  | Turkey |  | Kilogram (kg) | 4897108881794 | [11 empty] | #REF! | #REF! | #REF!
SOLID CABLE | SOLID CABLE CAT7 | S/FTP | 23 | KCSF78PZHCOR5-21 | KCSF78PZHCOR5 | CAT7 CABLE S/FTP 2x4 PAIRS AWG23 600MHz LSZH CPR CCA ORANGE RAL2003 500M | 7.20 x 15.0 +/- 0.2 | SGS - 2658 | Cca (B2ca-s1a,d0,a1) | 2024-11-25 | 630309.14 | 46 | China | 108 | Kilogram (kg) | 4897108884658 | - | - | - | - | - | - | 4 | 2x2x2 | 120x110x90 |  |  | #REF! | #REF! | #REF!
SOLID CABLE | SOLID CABLE CAT7 | S/FTP | 23 | KCSF78PZHCOR5-E02 | KCSF78PZHCOR5 | CAT7 CABLE S/FTP 2x4 PAIRS AWG23 600MHz LSZH CPR CCA ORANGE RAL2003 500M | 6.95 x 14.8 +/- 0.2 | TSE - 1783 |  |  |  |  | Turkey |  | Kilogram (kg) | 4897108884658 | [11 empty] | #REF! | #REF! | #REF!
SOLID CABLE | SOLID CABLE CAT7 | S/FTP | 23 | KCSF74PZHCOR5-21 | KCSF74PZHCOR5 | CAT7 CABLE S/FTP 4 PAIRS AWG23 600MHz LSZH CPR CCA ORANGE RAL2003 500M | 7.20 +/- 0.2 | SGS - 2658 | Cca (B2ca-s1a,d0,a1) | 2024-11-25 | 630309.21_Class | 21 | China | 54 | Kilogram (kg) | 4897108882401 | - | - | - | - | - | - | 8 | 2x2x4 | 120x100x112 |  |  | #REF! | #REF! | #REF!
SOLID CABLE | SOLID CABLE CAT7 | S/FTP | 23 | KCSF74PZHCOR5-E02 | KCSF74PZHCOR5 | CAT7 CABLE S/FTP 4 PAIRS AWG23 600MHz LSZH CPR CCA ORANGE RAL2003 500M | 6.95 +/- 0.2 | TSE - 1783 |  |  |  |  | Turkey |  | Kilogram (kg) | 4897108882401 | [11 empty] | #REF! | #REF! | #REF!
SOLID CABLE | SOLID CABLE CAT7 | S/FTP | 23 | KCSF74PZHB2OR5-21 | KCSF74PZHB2OR5 | CAT7 CABLE S/FTP 4 PAIRS AWG23 600MHz LSZH CPR B2CA ORANGE RAL2003 500M | 7.80 +/- 0.3 | SGS - 2658 | B2ca-s1a,d0,a1 | 2024-11-25 | 630309.21_Class | 21 | China | 54 | Kilogram (kg) | 4897108882418 | - | - | - | - | - | - | 8 | 2x2x4 | 120x100x112 |  |  | #REF! | #REF! | #REF!
SOLID CABLE | SOLID CABLE CAT7 | S/FTP | 23 | KCSF74PZHB2OR5-E02 | KCSF74PZHB2OR5 | CAT7 CABLE S/FTP 4 PAIRS AWG23 600MHz LSZH CPR B2CA ORANGE RAL2003 500M |  | TSE - 1783 |  |  |  |  | Turkey |  | Kilogram (kg) | 4897108882418 | [11 empty] | #REF! | #REF! | #REF!
SOLID CABLE | SOLID CABLE CAT7A | S/FTP | 23 | KCSF7A4PZHB2BR5-21 | KCSF7A4PZHB2BR5 | CAT7A CABLE S/FTP 4 PAIRS AWG23 TESTED UP TO 1200MHz LSZH CPR B2CA BROWN RAL1011 500M | 7.80 +/- 0.2 | SGS - 2658 | B2ca-s1a,d0,a1 | 2024-11-25 | 630309.21_Class | 25 | China | 56 | Kilogram (kg) | 4897108885631 | [6 empty] | 6 |  | 120x80x90 | CAT7A CABLE S/FTP 4 PAIRS AWG23 LSZH CPR B2CA BROWN 500M | CÂBLE CAT7A S/FTP 4 PAIRES AWG23 LSZH CPR B2CA MARRON 500M | UKN-C7ASF4P01BLH | UKN-L23BLH-XX | UNIKKERN DATA CABLE S/FTP CAT7A 4 PAIRS AWG23 100OHM 1200MHZ NVP 78% EN50575 B2ca Certified SGS ZZWWYY– IEC 61156-5/ISO11801/TIA-EIA 568.2-D CE LSZH xxxxxxM
SOLID CABLE | SOLID CABLE CAT7A | S/FTP | 23 | KCSF7A4PZHB2BR5-E02 | KCSF7A4PZHB2BR5 | CAT7A CABLE S/FTP 4 PAIRS AWG23 TESTED UP TO 1200MHz LSZH CPR B2CA BROWN RAL1011 500M | 7.50 +/- 0.3 | TSE - 1783 |  |  |  |  | Turkey | 26.5 | Kilogram (kg) | 4897108885631 | [11 empty] | UKN-C7ASF4P01BLH | UKN-L23BLH-XX | UNIKKERN DATA CABLE S/FTP CAT7A 4 PAIRS AWG23 100OHM 1200MHZ NVP 78% EN50575 B2ca Certified SGS ZZWWYY– IEC 61156-5/ISO11801/TIA-EIA 568.2-D CE LSZH xxxxxxM
SOLID CABLE | SOLID CABLE GRADE3 TV | F/FTP | 23/22 |  | OEG3TVs4DT5 | G3TV CABLE F/FTP 1x4 PAIRS AWG23 2200MHz LSZH CPR DCA WHITE RAL9003 500M 85dB | 8.0 +/- 0.2 | SGS - 2658 | Dca (B2ca-s1a,d0,a1) | 2024-11-29 | 630309.22_Class | 17.8 | China | 58 | Kilogram (kg) | 4897108884030 | [6 empty] | 8 | 2x2x4 | 120x100x115
SOLID CABLE | SOLID CABLE GRADE3 TV | F/FTP | 23/22 |  | OEG3TVs4DT40 | G3TV CABLE F/FTP 1x4 PAIRS AWG23 2200MHz LSZH CPR DCA WHITE RAL9003 4000M 85dB | 8.0 +/- 0.2 | SGS - 2658 | Dca (B2ca-s1a,d0,a1) | 2024-11-29 | 630309.22_Class | 17.8 | China | 58 | Kilogram (kg) | 4897108884023 | [6 empty] | 8 | 1x2 | 123x100x115
SOLID CABLE | SOLID CABLE CAT8 | S/FTP | 22 |  | KCSF84PZHB2LI5 | CAT8.2 CABLE S/FTP 4 PAIRS AWG22 TESTED UP TO 2000MHz LSZH CPR B2CA LIME GREEN RAL6039 500M | 7.50 +/- 0.2 | SGS - 2658 | B2ca-s1a,d0,a1 | 2024-11-25 | 630309.14 | 27.6 | China | 68 | Kilogram (kg) | 4897108884764 | - | - | - | - | - | - | 6 |  | 120x110x101 | CAT8.2 CABLE S/FTP 4 PAIRS AWG22 LSZH B2CA LIME GREEN 500M | CÂBLE CAT8.2 S/FTP 4 PAIRES AWG22 LSZH B2CA VERT CITRON RAL6039 500M | #REF! | #REF! | #REF!
SOLID CABLE | SOLID CABLE CAT6A | S/FTP | 23 |  | KCSF6A4PZHMCB2R5 | CAT6A CABLE S/FTP 4 PAIRS AWG23 LSZH CPR B2CA PH120 500M | 8.8 | SGS - 2658 | B2ca-s1a,d0,a1 | 2021-08-21 | AJFS2107006289FF | 35.12 | China | 52 | kilogram (kg) | 4897108884993 | - | - | - | - | - | - | 6 |  | 120x100 | CAT6A CABLE S/FTP 4 PAIRS AWG23 LSZH B2CA PH120 RED 500M | CÂBLE CAT6A S/FTP 4 PAIRS AWG23 LSZH B2CA PH120 ROUGE FRAISE 500M | UKN-C6ASF4P01MCBLH | UKN-L19MCBLH-XX | UNIKKERN DATA CABLE S/FTP CAT6A 4 PAIRS AWG23 100OHM Tested up to 650MHZ NVP 76% EN50200 PH120 B2ca Certified SGS 17WWYY– IEC 61156-5/ISO11801/TIA-EIA 568.2-D CE UV LSZH xxxxxxM
SOLID CABLE | SOLID CABLE CAT6 | F/UTP | 23 |  | KCFU64PZHMCB2R5 | CAT6 CABLE F/UTP 4 PAIRS AWG23 TESTED UP TO 450MHz LSZH CPR B2CA PH90 500M | 9.3 | SGS - 2658 | B2ca-s1a,d0,a1 | 2021-08-23 | AJFS2107006286FF | 23.77 | China |  | kilogram (kg) | 4897108885402 | - | - | - | - | - | - | 9 |  |  | CAT6 CABLE F/UTP 4 PAIRS AWG23 LSZH B2CA PH90 RED 500M | CÂBLE CAT6 F/UTP 4 PAIRS AWG23 LSZH B2CA PH90 ROUGE FRAISE 500M | UKN-C6FU4P01MCBLH | UKN-L09MCBLH-XX | UNIKKERN DATA CABLE F/UTP CAT6 4 PAIRS AWG23 100OHM Tested up to 450MHZ NVP 69% IEC60331-23 PH90 B2ca Certified SGS 17WWYY– IEC 61156-5/IS11801/TIA-EIA 568.2-D CE UV LSZH xxxxxxM
KEYSTONE JACK | KEYSTONE CAT6 | Unshielded |  |  | KJ6U90DEF24 | CAT6 RJ45 KEYSTONE JACK UNSHIELDED 90° DUAL IDC 24PCS PER ECO FRIENDLY CARTON | [6 empty] | China | 15 | Gram (g) | 4897108881916 | 24 | 265*135*38 | - | - | 432 | 380x280x305 | 10368 | 2x4x3 | 120x80x115
KEYSTONE JACK | KEYSTONE CAT6 | Unshielded |  |  | KJ6U180DEF24 | CAT6 RJ45 KESYTONE JACK UNSHIELDED 180° DUAL IDC 24PCS PER ECO FRIENDLY CARTON | [6 empty] | China | 15 | Gram (g) | 4897108881923 | 24 | 265*135*38 | - | - | 432 | 380x280x305 | 10368 | 2x4x3 | 120x80x115
KEYSTONE JACK | KEYSTONE CAT6 | Unshielded |  |  | KJ6UEF24 | CAT6 RJ45 KEYSTONE JACK UNSHIELDED TOOLESS 24PCS PER ECO FRIENDLY CARTON | [6 empty] | China | 15 | Gram (g) | 4897108881930 | 24 | 265*135*38 | - | - | 432 | 380x280x305 | 10368 | 2x4x3 | 120x80x115
KEYSTONE JACK | KEYSTONE CAT6 | Unshielded |  |  | KJ6UHQEF24 | CAT6 RJ45 KEYSTONE JACK UNSHIELDED TOOLESS INTERTEK CERTIFIED 24PCS PER ECO FRIENDLY CARTON | [6 empty] | China | 15 | Gram (g) | 4897108881947 | 24 | 265*135*38 | - | - | 432 | 380x280x305 | 10368 | 2x4x3 | 120x80x115 | CAT6 RJ45 KEYSTONE JACK UNSHIELDED TOOLESS INTERTEK CERTIFIED | EMBASE KEYSTONE CAT6 RJ45 NON BLINDÉ SANS OUTIL CERTIFIÉ INTERTEK
KEYSTONE JACK | KEYSTONE CAT6 | Shielded |  |  | KJ6FSEF1 | CAT6 RJ45 KEYSTONE JACK SHIELDED TOOLESS 1PC PER ECO FRIENDLY BAG | [6 empty] | China | 20 | Gram (g) | 4897108881954 | 1 | 140*90 | - | - | 288 | 380x280x320 | 6912 | 2x4x3 | 120x80x115
KEYSTONE JACK | KEYSTONE CAT6 | Shielded |  |  | KJ6FSEF8 | CAT6 RJ45 KEYSTONE JACK SHIELDED TOOLESS 8PCS PER ECO FRIENDLY CARTON | [6 empty] | China | 20 | Gram (g) | 4897108881961 | 8 | 180*80*40 | - | - | 336 | 380x280x305 | 8064 | 2x4x3 | 120x80x115
KEYSTONE JACK | KEYSTONE CAT6 | Shielded |  |  | KJ6FSEF24 | CAT6 RJ45 KEYSTONE JACK SHIELDED TOOLESS 24PCS PER ECO FRIENDLY CARTON | [6 empty] | China | 20 | Gram (g) | 4897108881978 | 24 | 265*135*38 | - | - | 432 | 380x280x305 | 10368 | 2x4x3 | 120x80x115
KEYSTONE JACK | KEYSTONE CAT6 | Shielded |  |  | KJ6FSHQEF8 | CAT6 RJ45 KEYSTONE JACK SHIELDED TOOLESS INTERTEK CERTIFIED 8PCS PER ECO FRIENDLY CARTON | [6 empty] | China | 20 | Gram (g) | 4897108881985 | 8 | 180*80*40 | - | - | 336 | 380x280x305 | 8064 | 2x4x3 | 120x80x115
KEYSTONE JACK | KEYSTONE CAT6 | Shielded |  |  | KJ6FSHQEF24 | CAT6 RJ45 KEYSTONE JACK SHIELDED TOOLESS INTERTEK CERTIFIED 24PCS PER ECO FRIENDLY CARTON | [6 empty] | China | 20 | Gram (g) | 4897108881992 | 24 | 265*135*38 | - | - | 432 | 380x280x305 | 10368 | 2x4x3 | 120x80x115
KEYSTONE JACK | KEYSTONE CAT6A | Unshielded |  |  | KJ6AUEF24 | CAT6A RJ45 KEYSTONE JACK UNSHIELDED TOOLESS 24PCS PER ECO FRIENDLY CARTON | [6 empty] | China | 15 | Gram (g) | 4897108882005 | 24 | 265*135*38 | - | - | 432 | 380x280x305 | 10368 | 2x4x3 | 120x80x115
KEYSTONE JACK | KEYSTONE CAT6A | Unshielded |  |  | KJ6AUHQEF1 | CAT6A RJ45 KEYSTONE JACK UNSHIELDED TOOLESS INTERTEK CERTIFIED 1PC PER ECO FRIENDLY BAG | [6 empty] | China | 15 | Gram (g) | 4897108885655 | 1 | 265*135*38 |  |  | 432 | 380x280x305 | 10368 | 2x4x3 | 120x80x115 | CAT6A RJ45 KEYSTONE JACK UNSHIELDED TOOLESS INTERTEK CERTIFIED | EMBASE KEYSTONE CAT6A RJ45 NON BLINDÉ SANS OUTIL CERTIFIÉ INTERTEK
KEYSTONE JACK | KEYSTONE CAT6A | Unshielded |  |  | KJ6AUHQEF24 | CAT6A RJ45 KEYSTONE JACK UNSHIELDED TOOLESS INTERTEK CERTIFIED 24PCS PER ECO FRIENDLY CARTON | [6 empty] | China | 15 | Gram (g) | 4897108882012 | 24 | 265*135*38 | - | - | 432 | 380x280x305 | 10368 | 2x4x3 | 120x80x115 | CAT6A RJ45 KEYSTONE JACK UNSHIELDED TOOLESS INTERTEK CERTIFIED | EMBASE KEYSTONE CAT6A RJ45 NON BLINDÉ SANS OUTIL CERTIFIÉ INTERTEK
KEYSTONE JACK | KEYSTONE CAT6A | Shielded |  |  | KJ6AFSEF1 | CAT6A RJ45 KEYSTONE JACK SHIELDED TOOLESS 1PC PER ECO FRIENDLY BAG | [6 empty] | China | 20 | Gram (g) | 4897108880285 | 1 | 140*90 | - | - | 288 | 380x280x320 | 6912 | 2x4x3 | 120x80x115 | CAT6A RJ45 KEYSTONE STP | EMBASE KEYSTONE CAT6A BLINDÉ
KEYSTONE JACK | KEYSTONE CAT6A | Shielded |  |  | KJ6AFSEF8 | CAT6A RJ45 KEYSTONE JACK SHIELDED TOOLESS 8PCS PER ECO FRIENDLY CARTON | [6 empty] | China | 20 | Gram (g) | 4897108882029 | 8 | 180*80*40 | - | - | 336 | 380x280x305 | 8064 | 2x4x3 | 120x80x115
KEYSTONE JACK | KEYSTONE CAT6A | Shielded |  |  | KJ6AFSEF24 | CAT6A RJ45 KEYSTONE JACK SHIELDED TOOLESS 24PCS PER ECO FRIENDLY CARTON | [6 empty] | China | 20 | Gram (g) | 4897108882036 | 24 | 265*135*38 | - | - | 432 | 380x280x305 | 10368 | 2x4x3 | 120x80x115
KEYSTONE JACK | KEYSTONE CAT6A | Shielded |  |  | KJ6AFSHQEF1 | CAT6A RJ45 KEYSTONE JACK SHIELDED TOOLESS DELTA & INTERTEK CERTIFIED 1PC PER ECO FRIENDLY BAG | [6 empty] | China | 20 | Gram (g) | 4897108882043 | 1 | 140*90 | - | - | 288 | 380x280x320 | 6912 | 2x4x3 | 120x80x115 | Individual eco bag : CAT6A RJ45 KEYSTONE STP HQ / 24pcs polybag & export carton/pallet :CAT6A RJ45 KEYSTONE JACK SHIELDED TOOLESS DELTA & INTERTEK CERTIFIED | EMBASE KEYSTONE CAT6A BLINDÉ HQ / EMBASE KEYSTONE CAT6A RJ45 BLINDÉ SANS OUTIL CERTIFIÉ DELTA/INTERTEK
KEYSTONE JACK | KEYSTONE CAT6A | Shielded |  |  | KJ6AFSHQEF8 | CAT6A RJ45 KEYSTONE JACK SHIELDED TOOLESS DELTA & INTERTEK CERTIFIED 8PCS PER ECO FRIENDLY CARTON | [6 empty] | China | 20 | Gram (g) | 4897108882050 | 8 | 180*80*40 | - | - | 336 | 380x280x305 | 8064 | 2x4x3 | 120x80x115
KEYSTONE JACK | KEYSTONE CAT6A | Shielded |  |  | KJ6AFSHQEF24 | CAT6A RJ45 KEYSTONE JACK SHIELDED TOOLESS DELTA & INTERTEK CERTIFIED 24PCS PER ECO-FRIENDLY CARTON | [6 empty] | China | 20 | Gram (g) | 4897108881800 | 24 | 265*135*38 | - | - | 432 | 380x280x305 | 10368 | 2x4x3 | 120x80x115 | CAT6A RJ45 KEYSTONE JACK SHIELDED TOOLESS DELTA & INTERTEK CERTIFIED | EMBASE KEYSTONE CAT6A RJ45 BLINDÉ SANS OUTIL CERTIFIÉ DELTA/INTERTEK
KEYSTONE JACK | KEYSTONE CAT6A |  |  |  | KJ6ADSRD | CAT6A DUST SHUTTER RED RAL3027 100PCS PER ECO FRIENDLY BAG | [6 empty] | China | 0.23 | Gram (g) | 4897108882517 | 1 | 140*90 | [7 empty] | CAT6A DUST SHUTTER RED | VOLET ANTI-POUSSIÈRE CAT6A ROUGE
KEYSTONE JACK | KEYSTONE CAT6A |  |  |  | KJ6ADSBL | CAT6A DUST SHUTTER BLUE RAL5024 100PCS PER ECO FRIENDLY BAG | [6 empty] | China | 0.23 | Gram (g) | 4897108882524 | 1 | 140*90 | [7 empty] | CAT6A DUST SHUTTER BLUE | VOLET ANTI-POUSSIÈRE CAT6A BLEU
KEYSTONE JACK | KEYSTONE CAT6A |  |  |  | KJ6ADSGE | CAT6A DUST SHUTTER GREEN RAL6018 100PCS PER ECO FRIENDLY BAG | [6 empty] | China | 0.23 | Gram (g) | 4897108882531 | 1 | 140*90 | [7 empty] | CAT6A DUST SHUTTER GREEN | VOLET ANTI-POUSSIÈRE CAT6A VERT
KEYSTONE JACK | KEYSTONE CAT6A |  |  |  | KJ6ADSOR | CAT6A DUST SHUTTER ORANGE RAL2003 100PCS PER ECO FRIENDLY BAG | [6 empty] | China | 0.23 | Gram (g) | 4897108882548 | 1 | 140*90 | [7 empty] | CAT6A DUST SHUTTER ORANGE | VOLET ANTI-POUSSIÈRE CAT6A ORANGE
KEYSTONE JACK & ACCESSORIES | FIELD PLUG CAT6A | Shielded |  |  | KMP6AFSXSEF1 | CAT6A RJ45 MINI PLUG SHIELDED TOOLESS 1PCS PER ECO FRIENDLY BAG | [6 empty] | China | 13.1 | Gram (g) | 4897108885181 | 1 | 140*90 |  |  | 480 | 460x350x275 |  |  |  | CAT6A RJ45 MINI PLUG SHIELDED TOOLESS | MINI CONNECTEUR DE TERRAIN CAT6A RJ45 BLINDÉE SANS OUTIL
KEYSTONE JACK & ACCESSORIES | FIELD PLUG CAT6A | Unshielded |  |  | KMP6AUEF1 | CAT6A RJ45 FIELD PLUG UNSHIELDED TOOLESS 1PCS PER ECO FRIENDLY BAG | [6 empty] | China | 6.9 | Gram (g) | 4897108885198 | 1 | 140*90 |  |  | 480 | 460x350x275 |  |  |  | CAT6A RJ45 FIELD PLUG UNSHIELDED | CONNECTEUR DE TERRAIN CAT6A RJ45 NON BLINDÉE
KEYSTONE JACK & ACCESSORIES | FIELD PLUG CAT6A | Shielded |  |  | KMP6AFSEF1 | CAT6A RJ45 FIELD PLUG SHIELDED TOOLESS 1PCS PER ECO FRIENDLY BAG | [6 empty] | China | 18 | Gram (g) | 4897108885396 | 1 | 140*90 |  |  | 480 | 460x350x275 |  |  |  | CAT6A RJ45 FIELD PLUG SHIELDED TOOLESS | CONNECTEUR DE TERRAIN CAT6A RJ45 BLINDÉE SANS OUTIL
COPPER ACCESS FRANCE | PLUGS & ACCESS |  |  |  | KPL45BITOOL | CRIMPING TOOL FOR RJ45 RJ11 MODULAR PLUGS | [6 empty] | China | 337 | Gram (g) | 4897108886072 | [9 empty] | MULTIFUNCTION CRIMPING TOOL | OUTIL DE SERTISSAGE MULTIFONCTION
COPPER ACCESS FRANCE | PLUGS & ACCESS |  |  |  | KPL45BIBOGR | BOOTS FOR RJ45 PLUG 8P8C BIG WIRE INSERT GREY DIAM 7.5 | [6 empty] | China | 2.46 | Gram (g) | 4897108886089 | [9 empty] | BOOTS FOR RJ45 PLUG 8P8C BIG WIRE INSERT GREY DIAM 7.5 | MANCHETTE POUR FICHE RJ45 8P8C INSERT GROS FIL GRIS DIAM 7.5
COPPER ACCESS FRANCE | PLUGS & ACCESS |  |  |  | KPL45BIBOBK | BOOTS FOR RJ45 PLUG 8P8C BIG WIRE INSERT BLACK DIAM 7.5 | [6 empty] | China | 2.46 | Gram (g) | 4897108886096 | [9 empty] | BOOTS FOR RJ45 PLUG 8P8C BIG WIRE INSERT GREY DIAM 7.5 | MANCHETTE POUR FICHE RJ45 8P8C INSERT GROS FIL GRIS DIAM 7.5
KEYSTONE JACK & ACCESSORIES | PLUGS & ACCESSORIES | Shielded |  |  | KPL45S6A | PLUG RJ45 8P8C SHIELDED CAT6A WITH INSERT 4/4 100PCS PER ECO FRIENDLY BAG | [6 empty] | China | 2.65 | Gram (g) | 4897108886058 | 100 | [8 empty] | PLUG RJ45 8P8C SHIELDED CAT6A WITH INSERT 4/4 | FICHE PLUG RJ45 8P8C BLINDÉ CAT6A AVEC INSERT 4/4
KEYSTONE JACK & ACCESSORIES | PLUGS & ACCESSORIES | Shielded |  |  | KPL45S6AEP | PLUG RJ45 8P8C SHIELDED CAT6A WITH INSERT 100PCS PER ECO FRIENDLY BAG | [6 empty] | China | 2.65 | Gram (g) | 4897108886065 | 100 | [8 empty] | PLUG RJ45 8P8C SHIELDED CAT6A WITH INSERT EASY PASS-THROUGH | FICHE PLUG RJ45 8P8C BLINDÉ CAT6A AVEC INSERT ET FACILE A PASSER
KEYSTONE JACK & ACCESSORIES | PLUGS & ACCESSORIES | Unshielded |  |  | KPL45U6AEP | PLUG RJ45 8P8C UNSHIELDED CAT6A WITHOUT INSERT 4/4 100PCS PER ECO FRIENDLY BAG | [6 empty] | China | 228 | Gram (g) | 4897108885662 | 100 | [8 empty] | PLUG RJ45 8P8C UNSHIELDED CAT6A WITHOUT INSERT EASY PASS-THROUGH | FICHE PLUG RJ45 8P8C NON BLINDÉ CAT6A SANS INSERT ET FACILE A PASSER
PATCH CORDS | RJ45 CAT6 U/UTP |  |  |  | KPUU6ZH03EF | CAT6 PATCH CORD U/UTP GREY LSZH 0.3M | [6 empty] | China | 1.5 | Gram (g) | 4897108882081 | 1 | 170*240 | 100 | 57.5*18*23 | 400 | 590*380*490 | 3200 |  | 120x80x115 |  |  |  |  | #REF!
PATCH CORDS | RJ45 CAT6 U/UTP |  |  |  | KPUU6ZH05EF | CAT6 PATCH CORD U/UTP GREY LSZH 0.5M | [6 empty] | China | 2 | Gram (g) | 4897108882098 | 1 | 170*240 | 80 | 57.5*18*23 | 320 | 590*380*490 | 2560 |  | 120x80x115 | CAT6 PATCH CORD U/UTP GREY LSZH 0.5M | CORDON DE BRASSAGE CAT6 U/UTP GRIS LSZH 0,5M |  |  | #REF!
PATCH CORDS | RJ45 CAT6 U/UTP |  |  |  | KPUU6ZH1EF | CAT6 PATCH CORD U/UTP GREY LSZH 1M | [6 empty] | China | 4 | Gram (g) | 4897108882104 | 1 | 170*240 | 60 | 57.5*18*23 | 240 | 590*380*490 | 1920 |  | 120x80x115 |  |  |  |  | #REF!
PATCH CORDS | RJ45 CAT6 U/UTP |  |  |  | KPUU6ZH2EF | CAT6 PATCH CORD U/UTP GREY LSZH 2M | [6 empty] | China | 8 | Gram (g) | 4897108882111 | 1 | 170*240 | 40 | 57.5*18*23 | 160 | 590*380*490 | 1280 |  | 120x80x115 |  |  |  |  | #REF!
PATCH CORDS | RJ45 CAT6 U/UTP |  |  |  | KPUU6ZH3EF | CAT6 PATCH CORD U/UTP GREY LSZH 3M | [6 empty] | China | 10 | Gram (g) | 4897108882128 | 1 | 170*240 | 30 | 57.5*18*23 | 120 | 590*380*490 | 960 |  | 120x80x115 |  |  |  |  | #REF!
PATCH CORDS | RJ45 CAT6 U/UTP |  |  |  | KPUU6ZH5EF | CAT6 PATCH CORD U/UTP GREY LSZH 5M | [6 empty] | China | 15 | Gram (g) | 4897108882135 | 1 | 230*295 | 20 | 57.5*18*23 | 80 | 590*380*490 | 640 |  | 120x80x115 |  |  |  |  | #REF!
PATCH CORDS | RJ45 CAT6 U/UTP |  |  |  | KPUU6ZH10EF | CAT6 PATCH CORD U/UTP GREY LSZH 10M | [6 empty] | China | 20 | Gram (g) | 4897108882142 | 1 | 230*295 | 15 | 57.5*18*23 | 60 | 590*380*490 | 480 |  | 120x80x115 | CAT6 PATCH CORD U/UTP GREY LSZH 10M | CORDON DE BRASSAGE CAT6 U/UTP GRIS LSZH 10M |  |  | #REF!
[5 empty] | KPUU6ZH15EF | CAT6 PATCH CORD U/UTP GREY LSZH 15M | [6 empty] | China | 448.11 | Gram (g) | 4897108888359 | [9 empty] | CAT6 PATCH CORD U/UTP GREY LSZH 15M | CORDON DE BRASSAGE CAT6 U/UTP GRIS LSZH 15M
[5 empty] | KPUU6ZH25EF | CAT6 PATCH CORD U/UTP GREY LSZH 25M | [6 empty] | China | 736.06 | Gram (g) | 4897108888366 | [9 empty] | CAT6 PATCH CORD U/UTP GREY LSZH 25M | CORDON DE BRASSAGE CAT6 U/UTP GRIS LSZH 25M
PATCH CORDS | RJ45 CAT6 F/UTP |  |  |  | KPFU603EF | CAT6 PATCH CORD F/UTP GREY PVC 0.3M | [6 empty] | China | 1.5 | Gram (g) | 4897108882159 | 1 | 160*210 | 150 | 57.5*18*23 | 600 | 590*380*490 | 4800 |  | 120x80x115 |  |  |  |  | #REF!
PATCH CORDS | RJ45 CAT6 F/UTP |  |  |  | KPFU605EF | CAT6 PATCH CORD F/UTP GREY PVC 0.5M | [6 empty] | China | 2 | Gram (g) | 4897108882166 | 1 | 160*210 | 150 | 57.5*18*23 | 600 | 590*380*490 | 4800 |  | 120x80x115 |  |  |  |  | #REF!
PATCH CORDS | RJ45 CAT6 F/UTP |  |  |  | KPFU61EF | CAT6 PATCH CORD F/UTP GREY PVC 1M | [6 empty] | China | 4 | Gram (g) | 4897108882173 | 1 | 160*210 | 100 | 57.5*18*23 | 400 | 590*380*490 | 3200 |  | 120x80x115 |  |  |  |  | #REF!
PATCH CORDS | RJ45 CAT6 F/UTP |  |  |  | KPFU62EF | CAT6 PATCH CORD F/UTP GREY PVC 2M | [6 empty] | China | 8 | Gram (g) | 4897108882180 | 1 | 160*210 | 70 | 57.5*18*23 | 280 | 590*380*490 | 2240 |  | 120x80x115 |  |  |  |  | #REF!
PATCH CORDS | RJ45 CAT6 F/UTP |  |  |  | KPFU63EF | CAT6 PATCH CORD F/UTP GREY PVC 3M | [6 empty] | China | 10 | Gram (g) | 4897108882197 | 1 | 160*210 | 50 | 57.5*18*23 | 200 | 590*380*490 | 1600 |  | 120x80x115 |  |  |  |  | #REF!
PATCH CORDS | RJ45 CAT6 F/UTP |  |  |  | KPFU65EF | CAT6 PATCH CORD F/UTP GREY PVC 5M | [6 empty] | China | 15 | Gram (g) | 4897108882203 | 1 | 230*30 | 30 | 57.5*18*23 | 120 | 590*380*490 | 960 |  | 120x80x115 |  |  |  |  | #REF!
PATCH CORDS | RJ45 CAT6 F/UTP |  |  |  | KPFU610EF | CAT6 PATCH CORD F/UTP GREY PVC 10M | [6 empty] | China | 20 | Gram (g) | 4897108882210 | 1 | 230*30 | 20 | 57.5*18*23 | 80 | 590*380*490 | 640 |  | 120x80x115 |  |  |  |  | #REF!
PATCH CORDS | RJ45 CAT6A UTP |  |  |  | KPUU6AZH05EF | CAT6A PATCH CORD U/UTP GREY LSZH 0.5M | [6 empty] | China | 35.5 | Gram (g) | 4897108884290 | 1 | 170*240 | 80 | 57.5*18*23 | 320 | 590*380*490 | 2560 |  | 120x80x115 | CAT6A PATCH CORD U/UTP GREY LSZH 0.5M | CORDON DE BRASSAGE CAT6A U/UTP GRIS LSZH 0,5M |  |  | #REF!
[5 empty] | KPUU6AZH10EF | CAT6A PATCH CORD U/UTP GREY LSZH 10M | [6 empty] | China | 389.24 | Gram (g) | 4897108888373 | [9 empty] | CAT6A PATCH CORD U/UTP GREY LSZH 10M | CORDON DE BRASSAGE CAT6A U/UTP GRIS LSZH 10M
[5 empty] | KPUU6AZH15EF | CAT6A PATCH CORD U/UTP GREY LSZH 15M | [6 empty] | China | 575.77 | Gram (g) | 4897108888380 | [9 empty] | CAT6A PATCH CORD U/UTP GREY LSZH 15M | CORDON DE BRASSAGE CAT6A U/UTP GRIS LSZH 15M
[5 empty] | KPUU6AZH25EF | CAT6A PATCH CORD U/UTP GREY LSZH 25M | [6 empty] | China | 948.83 | Gram (g) | 4897108888397 | [9 empty] | CAT6A PATCH CORD U/UTP GREY LSZH 25M | CORDON DE BRASSAGE CAT6A U/UTP GRIS LSZH 25M
PATCH CORDS | RJ45 CAT6A UTP |  |  |  | KPUU6AZH1EF | CAT6A PATCH CORD U/UTP GREY LSZH 1M | [6 empty] | China | 53.49 | Gram (g) | 4897108884306 | 1 | 170*240 | 60 | 57.5*18*23 | 240 | 590*380*490 | 1920 |  | 120x80x115 | CAT6A PATCH CORD U/UTP GREY LSZH 1M | CORDON DE BRASSAGE CAT6A U/UTP GRIS LSZH 1M |  |  | #REF!
PATCH CORDS | RJ45 CAT6A UTP |  |  |  | KPUU6AZHBL2EF | [7 empty] | China | 90.8 | Gram (g) | 4897108885761 | 1 | 170*240 | 40 | 57.5*18*23 | 160 | 590*380*490 | 1280 |  | 120x80x115 | CAT6A PATCH CORD U/UTP BLUE LSZH 2M | CORDON DE BRASSAGE CAT6A U/UTP BLEU LSZH 2M |  |  | UNIKKERN U/UTP CAT6A PATCH ZZ/WW/YY - ISO11801/TIA-EIA 568.2-D CE LSZH
PATCH CORDS | RJ45 CAT6A UTP |  |  |  | KPUU6AZH3EF | CAT6A PATCH CORD U/UTP GREY LSZH 3M | [6 empty] | China | 128.1 | Gram (g) | 4897108884313 | 1 | 170*240 | 30 | 57.5*18*23 | 120 | 590*380*490 | 960 |  | 120x80x115 | CAT6A PATCH CORD U/UTP GREY LSZH 3M | CORDON DE BRASSAGE CAT6A U/UTP GRIS LSZH 3M |  |  | #REF!
PATCH CORDS | RJ45 CAT6A UTP |  |  |  | KPUU6AZH5EF | [7 empty] | China | 210 | Gram (g) | 4897108888922 | [9 empty] | CAT6A PATCH CORD U/UTP GREY LSZH 5M | CORDON DE BRASSAGE CAT6A U/UTP GRIS LSZH 5M
PATCH CORDS | RJ45 CAT6A S/FTP |  |  |  | KPSF6AZH03EF | CAT6A PATCH CORD S/FTP GREY LSZH 0.3M | [6 empty] | China | 35 | Gram (g) | 4897108882227 | 1 | 170*240 | 100 | 57.5*18*23 | 400 | 590*380*490 | 3200 | 2x2x2 | 120x80x115 | CAT6A PATCH CORD S/FTP GREY LSZH 0.3M | CORDON DE BRASSAGE CAT6A S/FTP GRIS LSZH 0,3M |  |  | #REF!
PATCH CORDS | RJ45 CAT6A S/FTP |  |  |  | KPSF6AZH05EF | CAT6A PATCH CORD S/FTP GREY LSZH 0.5M | [6 empty] | China | 40 | Gram (g) | 4897108882234 | 1 | 170*240 | 80 | 57.5*18*23 | 320 | 590*380*490 | 2560 | 2x2x2 | 120x80x115 | CAT6A PATCH CORD S/FTP GREY LSZH 0.5M | CORDON DE BRASSAGE CAT6A S/FTP GRIS LSZH 0,5M |  |  | #REF!
PATCH CORDS | RJ45 CAT6A S/FTP |  |  |  | KPSF6AZH1EF | CAT6A PATCH CORD S/FTP GREY LSZH 1M | [6 empty] | China | 60 | Gram (g) | 4897108882241 | 1 | 170*240 | 50 | 57.5*18*23 | 200 | 590*380*490 | 1600 | 2x2x2 | 120x80x115 | CAT6A PATCH CORD S/FTP GREY LSZH 1M | CORDON DE BRASSAGE CAT6A S/FTP GRIS LSZH 1M |  |  | #REF!
PATCH CORDS | RJ45 CAT6A S/FTP |  |  |  | KPSF6AZH2EF | CAT6A PATCH CORD S/FTP GREY LSZH 2M | [6 empty] | China | 100 | Gram (g) | 4897108882258 | 1 | 170*240 | 40 | 57.5*18*23 | 160 | 590*380*490 | 1280 | 2x2x2 | 120x80x115 | CAT6A PATCH CORD S/FTP GREY LSZH 2M | CORDON DE BRASSAGE CAT6A S/FTP GRIS LSZH 2M |  |  | #REF!
PATCH CORDS | RJ45 CAT6A S/FTP |  |  |  | KPSF6AZH3EF | CAT6A PATCH CORD S/FTP GREY LSZH 3M | [6 empty] | China | 120 | Gram (g) | 4897108882265 | 1 | 170*240 | 30 | 57.5*18*23 | 120 | 590*380*490 | 960 | 2x2x2 | 120x80x115 | CAT6A PATCH CORD S/FTP GREY LSZH 3M | CORDON DE BRASSAGE CAT6A S/FTP GRIS LSZH 3M |  |  | #REF!
PATCH CORDS | RJ45 CAT6A S/FTP |  |  |  | KPSF6AZH5EF | CAT6A PATCH CORD S/FTP GREY LSZH 5M | [6 empty] | China | 170 | Gram (g) | 4897108882272 | 1 | 230*295 | 20 | 57.5*18*23 | 80 | 590*380*490 | 640 | 2x2x2 | 120x80x115 | CAT6A PATCH CORD S/FTP GREY LSZH 5M | CORDON DE BRASSAGE CAT6A S/FTP GRIS LSZH 5M |  |  | #REF!
PATCH CORDS | RJ45 CAT6A S/FTP |  |  |  | KPSF6AZH10EF | CAT6A PATCH CORD S/FTP GREY LSZH 10M | [6 empty] | China | 220 | Gram (g) | 4897108882289 | 1 | 230*295 | 15 | 57.5*18*23 | 60 | 590*380*490 | 480 | 2x2x2 | 120x80x115 | CAT6A PATCH CORD S/FTP GREY LSZH 10M | CORDON DE BRASSAGE CAT6A S/FTP GRIS LSZH 10M |  |  | #REF!
PATCH CORDS | RJ45 CAT6A S/FTP |  |  |  | KPSF6AZH15EF | CAT6A PATCH CORD S/FTP GREY LSZH 15M | [6 empty] | China | 470 | Gram (g) | 4897108884573 | 1 | 230*295 | 8 | 57.5*18*23 | 32 | 590*380*490 | 256 | 2x2x2 | 120x80x115 | CAT6A PATCH CORD S/FTP GREY LSZH 15M | CORDON DE BRASSAGE CAT6A S/FTP GRIS LSZH 15M |  |  | UNIKKERN S/FTP CAT6A PATCH ZZ/WW/YY - ISO11801/TIA-EIA 568.2-D CE LSZH
PATCH CORDS | RJ45 CAT6A S/FTP |  |  |  | KPSF6AZH20EF | CAT6A PATCH CORD S/FTP GREY LSZH 20M | [6 empty] | China | 630 | Gram (g) | 4897108884580 | 1 | 230*295 | 8 | 57.5*18*23 | 32 | 590*380*490 | 256 | 2x2x2 | 120x80x115 | CAT6A PATCH CORD S/FTP GREY LSZH 20M | CORDON DE BRASSAGE CAT6A S/FTP GRIS LSZH 20M |  |  | UNIKKERN S/FTP CAT6A PATCH ZZ/WW/YY - ISO11801/TIA-EIA 568.2-D CE LSZH
PATCH CORDS | RJ45 CAT6A S/FTP |  |  |  | KPSF6AZH25EF | CAT6A PATCH CORD S/FTP GREY LSZH 15M | [6 empty] | China | 923 | Gram (g) |  | 1 | 360*400 | 6 | 57.5*18*23 | 24 | 590*380*490 | 192 | 2x2x2 | 120x80x115 | CAT6A PATCH CORD S/FTP GREY LSZH 25M | CORDON DE BRASSAGE CAT6A S/FTP GRIS LSZH 25M |  |  | UNIKKERN S/FTP CAT6A PATCH ZZ/WW/YY - ISO11801/TIA-EIA 568.2-D CE LSZH
PATCH CORDS | RJ45 CAT6A S/FTP |  |  |  | KPSF6AZH30EF | CAT6A PATCH CORD S/FTP GREY LSZH 20M | [6 empty] | China | 1103 | Gram (g) | 4897108885006 | 1 | 360*400 | 6 | 57.5*18*23 | 24 | 590*380*490 | 192 | 2x2x2 | 120x80x115 | CAT6A PATCH CORD S/FTP GREY LSZH 30M | CORDON DE BRASSAGE CAT6A S/FTP GRIS LSZH 30M |  |  | UNIKKERN S/FTP CAT6A PATCH ZZ/WW/YY - ISO11801/TIA-EIA 568.2-D CE LSZH
PATCH CORDS | RJ45 CAT6A S/FTP |  |  |  | KPSF6AZH40EF | CAT6A PATCH CORD S/FTP GREY LSZH 15M | [6 empty] | China | 1465 | Gram (g) | 4897108885013 | 1 | 360*400 | 4 | 57.5*18*23 | 16 | 590*380*490 | 128 | 2x2x2 | 120x80x115 | CAT6A PATCH CORD S/FTP GREY LSZH 40M | CORDON DE BRASSAGE CAT6A S/FTP GRIS LSZH 40M |  |  | UNIKKERN S/FTP CAT6A PATCH ZZ/WW/YY - ISO11801/TIA-EIA 568.2-D CE LSZH
PATCH CORDS | RJ45 CAT6A S/FTP |  |  |  | KPSF6AZH50EF | CAT6A PATCH CORD S/FTP GREY LSZH 15M | [6 empty] | China | 1827 | Gram (g) | 4897108885020 | 1 | 360*400 | 4 | 57.5*18*23 | 16 | 590*380*490 | 128 | 2x2x2 | 120x80x115 | CAT6A PATCH CORD S/FTP GREY LSZH 50M | CORDON DE BRASSAGE CAT6A S/FTP GRIS LSZH 50M |  |  | UNIKKERN S/FTP CAT6A PATCH ZZ/WW/YY - ISO11801/TIA-EIA 568.2-D CE LSZH
PATCH CORDS | RJ45 CAT6A S/FTP |  |  |  | KPSF6AZH70EF | CAT6A PATCH CORD S/FTP GREY LSZH 20M | [6 empty] | China | 2550 | Gram (g) |  | 1 | 400*420 | 2 | 57.5*18*23 | 8 | 590*380*490 | 64 | 2x2x2 | 120x80x115 | CAT6A PATCH CORD S/FTP GREY LSZH 70M | CORDON DE BRASSAGE CAT6A S/FTP GRIS LSZH 70M |  |  | UNIKKERN S/FTP CAT6A PATCH ZZ/WW/YY - ISO11801/TIA-EIA 568.2-D CE LSZH
FACE PLATES | FACE PLATE |  |  |  | KFP45451PANGEF8 | 45X45 FACE PLATE 1 PORT ANGLED 45° 8PCS PER ECO FRIENDLY CARTON | [6 empty] | China | 20 | Gram (g) | 4897108882296 | 8 | 160*96*53 | 48 | 29.5*17*11.5 | 480 | 610*360*360 | 8640 | 2x3x3 | 123x93x123 | 45X45 FACE PLATE 1 PORT ANGLED 45° | PLASTRON 45X45 1 PORT INCLINÉ 45°
FACE PLATES | FACE PLATE |  |  |  | KFP45452PANGEF8 | 45X45 FACE PLATE 2 PORTS ANGLED 45° 8PCS PER ECO FRIENDLY CARTON | [6 empty] | China | 20 | Gram (g) | 4897108882302 | 8 | 160*96*53 | 48 | 29.5*17*11.5 | 480 | 610*360*360 | 8640 | 2x3x3 | 123x93x123 | 45X45 FACE PLATE 2 PORTS ANGLED 45° | PLASTRON 45X45 2 PORTS INCLINÉ 45°
FACE PLATES | FACE PLATE |  |  |  | KFP45451PEF8 | 45X45 FACE PLATE 1 PORT FLAT 8PCS PER ECO FRIENDLY CARTON | [6 empty] | China | 11.25 | Gram (g) | 4897108881824 | 8 | 97*77*55 | 48 | 24*10.5*12 | 480 | 550*255*255 | 11520 | 2x4x3 | 120x80x117 | 45X45 FACE PLATE 1 PORT FLAT | PLASTRON 45X45 1 PORT PLAT
FACE PLATES | FACE PLATE |  |  |  | KFP45452PEF8 | 45X45 FACE PLATE 2 PORTS FLAT 8PCS PER ECO FRIENDLY CARTON | [6 empty] | China | 11.25 | Gram (g) | 4897108881831 | 8 | 97*77*55 | 48 | 24*10.5*12 | 480 | 550*255*255 | 11520 | 2x4x3 | 120x80x117 | 45X45 FACE PLATE 2 PORTS FLAT | PLASTRON 45X45 2 PORTS PLAT
FACE PLATES | FACE PLATE |  |  |  | KFP45451PABEF8 | 45X45 FACE PLATE 1 PORT FLAT ANTIBACTERIAL SGS VERIFIED 8PCS PER ECO FRIENDLY CARTON | [6 empty] | China | 11.4 | Gram (g) | 4897108882739 | 8 | 97*77*55 | 48 | 24*10.5*12 | 480 | 550*255*255 | 11520 | 2x4x3 | 120x80x117 | 45X45 FACE PLATE 1P FLAT ANTIBACTERIAL SGS VERIFIED | PLASTRON 45X45 1P PLAT ANTIBACTÉRIEN SGS VÉRIFIÉ
FACE PLATES | FACE PLATE |  |  |  | KFP45452PABEF8 | 45X45 FACE PLATE 2 PORTS FLAT ANTIBACTERIAL SGS VERIFIED 8PCS PER ECO FRIENDLY CARTON | [6 empty] | China | 11.2 | Gram (g) | 4897108882746 | 8 | 97*77*55 | 48 | 24*10.5*12 | 480 | 550*255*255 | 11520 | 2x4x3 | 120x80x117 | 45X45 FACE PLATE 2P FLAT ANTIBACTERIAL SGS VERIFIED | PLASTRON 45X45 2P PLAT ANTIBACTÉRIEN SGS VÉRIFIÉ
COPPER ACCESS FRANCE | FACE PLATE |  |  |  | KWP86861PEF8 | 86X86 WALL PLATE 1 PORT 8PCS PER ECO FRIENDLY CARTON | [6 empty] | China | 23 | Gram (g) | 4897108884252 | 1 |  | 8 | 18.4*7.2*11.5 | 160 | 385*385*251 | 3840 | 3x2x4 | 120*80*115 | 86X86 WALL PLATE 1 PORT 8PCS PER ECO FRIENDLY CARTON | PLAQUE MURALE 86X86 1 PORT 8PCS PAR CARTON ÉCOLOGIQUE
COPPER ACCESS FRANCE | FACE PLATE |  |  |  | KWP8686A1PEF8 | 86X86 WALL PLATE 1 PORT ANGLED UK STYLE c/w SHUTTER | [6 empty] | China | 410 | Gram (g) | 4897108885679 | 1 |  | 8 | 18.4*7.2*11.5 | 160 | 385*385*251 | 3840 | 3x2x4 | 120*80*110 | 86X86 WALL PLATE 1 PORT ANGLED UK STYLE c/w SHUTTER | PLAQUE MURALE ANGULE 86X86 1 PORT 8PCS STYLE UK AVEC VOLET
COPPER ACCESS FRANCE | FACE PLATE |  |  |  | KWP86862PEF8 | 86X86 WALL PLATE 2 PORTS 8PCS PER ECO FRIENDLY CARTON | [6 empty] | China | 22 | Gram (g) | 4897108884269 | 1 |  | 8 | 18.4*7.2*11.5 | 160 | 385*385*251 | 3840 | 3x2x4 | 120*80*115 | 86X86 WALL PLATE 2 PORTS 8PCS PER ECO FRIENDLY CARTON | PLAQUE MURALE 86X86 2 PORT 8PCS PAR CARTON ÉCOLOGIQUE
OPTICAL FIBER ACCESS | OPTICAL FIBER PANEL |  |  |  | KSFP1U205NPCEF | 19" 1U FIBRE OPTIC PATCH PANEL 205 UNLOADED WITHOUT FRONT PLATE WITH HOLE CUTTING AND ACCESSORIES PER FRIENDLY CARTON | [6 empty] | China | 2250 | Gram (g) | 4897108882609 | 1 | 455*215*50 |  |  | 5 | 470*270*275 | 90 | 2x3x3 | 120*80*103 | 19" 1U FIBRE OPTIC PATCH PANEL 205 UNLOADED WITHOUT FRONT PLATE | TIROIR OPTIQUE 19" 1U 205mm SANS FACE AVANT
OPTICAL FIBER ACCESS | OPTICAL FIBER PANEL |  |  |  | KSFP1U245NPCEF | 19" 1U FIBRE OPTIC PATCH PANEL 245 UNLOADED WITHOUT FRONT PLATE WITH HOLE CUTTING AND ACCESSORIES PER FRIENDLY CARTON | [6 empty] | China | 2450 | Gram (g) | 4897108884009 | 1 | 455*255*50 |  |  | 5 | 470*230*275 | 90 | 2x3x3 | 120*80*103 | 19" 1U FIBRE OPTIC PATCH PANEL 245 UNLOADED WITHOUT FRONT PLATE | TIROIR OPTIQUE 19" 1U 245mm SANS FACE AVANT
OPTICAL FIBER ACCESS | OPTICAL FIBER PANEL |  |  |  | KSFP1UFP24SCDEF | 19" 1U PANEL FRONT PLATE 24 SC DUPLEX | [6 empty] | China | 150.4 | Gram (g) | 4897108882616 | 1 | 445*50*38.5 |  |  | 30 | 470*270*275 | 540 | 2x3x3 | 120*80*103 | 19" 1U PANEL FRONT PLATE 24 SC DUPLEX | FACE AVANT 1U 24 SC DUPLEX
OPTICAL FIBER ACCESS | OPTICAL FIBER PANEL |  |  |  | KSFP1UFP24SCSEF | 19" 1U PANEL FRONT PLATE 24 SC SIMPLEX | [6 empty] | China | 178 | Gram (g) | 4897108882623 | 1 | 445*50*38.5 |  |  | 30 | 470*270*275 | 540 | 2x3x3 | 120*80*103 | 19" 1U PANEL FRONT PLATE 24 SC SIMPLEX | FACE AVANT 1U 24 SC SIMPLEX
OPTICAL FIBER ACCESS | OPTICAL FIBER PANEL |  |  |  | KSFP1UFP12SCDEF | 19" 1U PANEL FRONT PLATE 12 SC DUPLEX | [6 empty] | China | 175 | Gram (g) | 4897108882630 | 1 | 445*50*38.5 |  |  | 30 | 470*270*275 | 540 | 2x3x3 | 120*80*103 | 19" 1U PANEL FRONT PLATE 12 SC DUPLEX | FACE AVANT 1U 12 SC DUPLEX
OPTICAL FIBER ACCESS | OPTICAL FIBER PANEL |  |  |  | KSFP1UFP12SCSEF | 19" 1U PANEL FRONT PLATE 12 SC SIMPLEX | [6 empty] | China | 173 | Gram (g) | 4897108882647 | 1 | 445*50*38.5 |  |  | 30 | 470*270*275 | 540 | 2x3x3 | 120*80*103 | 19" 1U PANEL FRONT PLATE 12 SC SIMPLEX | FACE AVANT 1U 12 SC SIMPLEX
OPTICAL FIBER ACCESS | OPTICAL FIBER ADAPTER |  |  |  | KSALCDS40 | LC DUPLEX SINGLEMODE ADAPTOR 40PCS PER ECO FRIENDLY BAG | [6 empty] | China | 3.4 | Gram (g) | 4897108882654 | 40 | 140*200 | 1440 | 39*25*28 | 2880 | 520*410*300 | 51840 | 2x3x3 | 120*80*115 | LC DUPLEX SINGLEMODE ADAPTOR | TRAVERSEES LC DUPLEX MONOMODE
OPTICAL FIBER ACCESS | OPTICAL FIBER ADAPTER |  |  |  | KSALCDM40 | LC DUPLEX MULTIMODE ADAPTOR 40PCS PER ECO FRIENDLY BAG | [6 empty] | China | 3.4 | Gram (g) | 4897108882661 | 40 | 140*200 | 1440 | 39*25*28 | 2880 | 520*410*300 | 51840 | 2x3x3 | 120*80*115 | LC DUPLEX MULTIMODE ADAPTOR | TRAVERSEES LC DUPLEX MULTIMODE
OPTICAL FIBER ACCESS | OPTICAL FIBER ADAPTER |  |  |  | KSASCDS20 | SC DUPLEX SINGLEMODE ADAPTOR 20PCS PER ECO FRIENDLY BAG | [6 empty] | China | 6.2 | Gram (g) | 4897108882678 | 20 | 140*200 | 720 | 39*25*28 | 1440 | 520*410*300 | 25920 | 2x3x3 | 120*80*115 | SC DUPLEX SINGLEMODE ADAPTOR | TRAVERSEES SC DUPLEX MONOMODE
OPTICAL FIBER ACCESS | OPTICAL FIBER ADAPTER |  |  |  | KSASCDM20 | SC DUPLEX MULTIMODE ADAPTOR 20PCS PER ECO FRIENDLY BAG | [6 empty] | China | 6.2 | Gram (g) | 4897108882685 | 20 | 140*200 | 720 | 39*25*28 | 1440 | 520*410*300 | 25920 | 2x3x3 | 120*80*115 | SC DUPLEX MULTIMODE ADAPTOR | TRAVERSEES SC DUPLEX MULTIMODE
OPTICAL FIBER ACCESS | OPTICAL PATCH CORDS |  |  |  | KCDOM3LCLC1MEF | LC/LC OM3 DUPLEX OPTICAL PATCH CORD 1M ECO FRIENDLY BAG | [6 empty] | China | 21.4 | Gram (g) | 4897108884054 | 1 | 180*260 | 90 | 39*25*28 | 180 | 520*410*300 | 2160 | 2x3x3 | 120*80*105 | LC/LC OM3 DUPLEX OPTICAL PATCH CORD 1M ECO FRIENDLY BAG | JARRETIERE OPTIQUE DUPLEX LC/LC OM3 1M SAC ÉCOLOGIQUE
OPTICAL FIBER ACCESS | OPTICAL PATCH CORDS |  |  |  | KCDOM3LCLC3MEF | LC/LC OM3 DUPLEX OPTICAL PATCH CORD 3M ECO FRIENDLY BAG | [6 empty] | China | 54.2 | Gram (g) | 4897108884061 | 1 | 180*260 | 80 | 39*25*28 | 160 | 520*410*300 | 1920 | 2x3x3 | 120*80*105 | LC/LC OM3 DUPLEX OPTICAL PATCH CORD 3M ECO FRIENDLY BAG | JARRETIERE OPTIQUE DUPLEX LC/LC OM3 3M SAC ÉCOLOGIQUE
OPTICAL FIBER ACCESS | OPTICAL PATCH CORDS |  |  |  | KCDOM3LCLC5MEF | LC/LC OM3 DUPLEX OPTICAL PATCH CORD 5M ECO FRIENDLY BAG | [6 empty] | China | 97 | Gram (g) | 4897108884078 | 1 | 180*260 | 60 | 39*25*28 | 120 | 520*410*300 | 1440 | 2x3x3 | 120*80*105 | LC/LC OM3 DUPLEX OPTICAL PATCH CORD 5M ECO FRIENDLY BAG | JARRETIERE OPTIQUE DUPLEX LC/LC OM3 5M SAC ÉCOLOGIQUE
OPTICAL FIBER ACCESS | OPTICAL PATCH CORDS |  |  |  | KCDOM3SCLC1MEF | SC/LC OM3 DUPLEX OPTICAL PATCH CORD 1M ECO FRIENDLY BAG | [6 empty] | China | 25.4 | Gram (g) | 4897108884085 | 1 | 180*260 | 90 | 39*25*28 | 180 | 520*410*300 | 2160 | 2x3x3 | 120*80*105 | SC/LC OM3 DUPLEX OPTICAL PATCH CORD 1M ECO FRIENDLY BAG | JARRETIERE OPTIQUE DUPLEX SC/LC OM3 1M SAC ÉCOLOGIQUE
OPTICAL FIBER ACCESS | OPTICAL PATCH CORDS |  |  |  | KCDOM3SCLC3MEF | SC/LC OM3 DUPLEX OPTICAL PATCH CORD 3M ECO FRIENDLY BAG | [6 empty] | China | 54.2 | Gram (g) | 4897108884092 | 1 | 180*260 | 80 | 39*25*28 | 160 | 520*410*300 | 1920 | 2x3x3 | 120*80*105 | SC/LC OM3 DUPLEX OPTICAL PATCH CORD 3M ECO FRIENDLY BAG | JARRETIERE OPTIQUE DUPLEX SC/LC OM3 3M SAC ÉCOLOGIQUE
OPTICAL FIBER ACCESS | OPTICAL PATCH CORDS |  |  |  | KCDOM4LCLC1MEF | LC/LC OM4 DUPLEX OPTICAL PATCH CORD 1M ECO FRIENDLY BAG | [6 empty] | China | 22 | Gram (g) | 4897108884108 | 1 | 180*260 | 90 | 39*25*28 | 180 | 520*410*300 | 2160 | 2x3x3 | 120*80*105 | LC/LC OM4 DUPLEX OPTICAL PATCH CORD 1M ECO FRIENDLY BAG | JARRETIERE OPTIQUE DUPLEX LC/LC OM4 1M SAC ÉCOLOGIQUE
OPTICAL FIBER ACCESS | OPTICAL PATCH CORDS |  |  |  | KCDOM4LCLC2MEF | LC/LC OM4 DUPLEX OPTICAL PATCH CORD 2M ECO FRIENDLY BAG | [6 empty] | China | 39 | Gram (g) | 4897108884115 | 1 | 180*260 | 80 | 39*25*28 | 160 | 520*410*300 | 1920 | 2x3x3 | 120*80*105 | LC/LC OM4 DUPLEX OPTICAL PATCH CORD 2M ECO FRIENDLY BAG | JARRETIERE OPTIQUE DUPLEX LC/LC OM4 2M SAC ÉCOLOGIQUE
OPTICAL FIBER ACCESS | OPTICAL PATCH CORDS |  |  |  | KCDOM4LCLC3MEF | LC/LC OM4 DUPLEX OPTICAL PATCH CORD 3M ECO FRIENDLY BAG | [6 empty] | China | 54.2 | Gram (g) | 4897108884122 | 1 | 180*260 | 80 | 39*25*28 | 160 | 520*410*300 | 1920 | 2x3x3 | 120*80*105 | LC/LC OM4 DUPLEX OPTICAL PATCH CORD 3M ECO FRIENDLY BAG | JARRETIERE OPTIQUE DUPLEX LC/LC OM4 3M SAC ÉCOLOGIQUE
OPTICAL FIBER ACCESS | OPTICAL PATCH CORDS |  |  |  | KCDOM4LCLC5MEF | LC/LC OM4 DUPLEX OPTICAL PATCH CORD 5M ECO FRIENDLY BAG | [6 empty] | China | 97 | Gram (g) | 4897108884139 | 1 | 180*260 | 60 | 39*25*28 | 120 | 520*410*300 | 1440 | 2x3x3 | 120*80*105 | LC/LC OM4 DUPLEX OPTICAL PATCH CORD 5M ECO FRIENDLY BAG | JARRETIERE OPTIQUE DUPLEX LC/LC OM4 5M SAC ÉCOLOGIQUE
OPTICAL FIBER ACCESS | OPTICAL PATCH CORDS |  |  |  | KCDOS2LCLC1MEF | LC/LC OS2 DUPLEX OPTICAL PATCH CORD 1M ECO FRIENDLY BAG | [6 empty] | China | 21.4 | Gram (g) | 4897108884146 | 1 | 180*260 | 90 | 39*25*28 | 180 | 520*410*300 | 2160 | 2x3x3 | 120*80*105 | LC/LC OS2 DUPLEX OPTICAL PATCH CORD 1M ECO FRIENDLY BAG | JARRETIERE OPTIQUE DUPLEX LC/LC OS2 1M SAC ÉCOLOGIQUE
OPTICAL FIBER ACCESS | OPTICAL PATCH CORDS |  |  |  | KCDOS2LCLC3MEF | LC/LC OS2 DUPLEX OPTICAL PATCH CORD 3M ECO FRIENDLY BAG | [6 empty] | China | 65 | Gram (g) | 4897108884153 | 1 | 180*260 | 80 | 39*25*28 | 160 | 520*410*300 | 1920 | 2x3x3 | 120*80*105 | LC/LC OS2 DUPLEX OPTICAL PATCH CORD 3M ECO FRIENDLY BAG | JARRETIERE OPTIQUE DUPLEX LC/LC OS2 3MSAC ÉCOLOGIQUE
OPTICAL FIBER ACCESS | OPTICAL PATCH CORDS |  |  |  | KCDOS2LCLC5MEF | LC/LC OS2 DUPLEX OPTICAL PATCH CORD 5M ECO FRIENDLY BAG | [6 empty] | China | 97 | Gram (g) | 4897108884160 | 1 | 180*260 | 60 | 39*25*28 | 120 | 520*410*300 | 1440 | 2x3x3 | 120*80*105 | LC/LC OS2 DUPLEX OPTICAL PATCH CORD 5M ECO FRIENDLY BAG | JARRETIERE OPTIQUE DUPLEX LC/LC OS2 5M SAC ÉCOLOGIQUE
OPTICAL FIBER ACCESS | OPTICAL PATCH CORDS |  |  |  | KCDOS2SCLC1MEF | SC/LC OS2 DUPLEX OPTICAL PATCH CORD 1M ECO FRIENDLY BAG | [6 empty] | China | 25 | Gram (g) | 4897108884177 | 1 | 180*260 | 90 | 39*25*28 | 180 | 520*410*300 | 2160 | 2x3x3 | 120*80*105 | SC/LC OS2 DUPLEX OPTICAL PATCH CORD 1M ECO FRIENDLY BAG | JARRETIERE OPTIQUE DUPLEX SC/LC OS2 1M SAC ÉCOLOGIQUE
OPTICAL FIBER ACCESS | OPTICAL PATCH CORDS |  |  |  | KCDOS2A2LCLCB10MEF | LC/LC OS2/G657A2 DUPLEX GRADE B OPTICAL PATCH CORD 10M ECO FRIENDLY BAG | [6 empty] | China | 103.45 | Gram (g) | 4897108885419 | 1 | 250*300 | 20 | 39*25*28 | 40 | 520*410*300 | 480 | 2*2*3 | 120*80*105 | LC/LC OS2/G657A2 DUPLEX GRADE B OPTICAL PATCH CORD 10M ECO FRIENDLY BAG | JARRETIERE OPTIQUE DUPLEX LC/LC OS2/G657A2 GRADE B 10M SAC ÉCOLOGIQUE |  |  | Unikkern Optical Fiber Cable OS2/G657A2 9/125 LSZH Grade B 10HWWYY ****M
OPTICAL FIBER ACCESS | OPTICAL PATCH CORDS |  |  |  | KCDOS2A2LCLCB1MEF | LC/LC OS2/G657A2 DUPLEX GRADE B OPTICAL PATCH CORD 1M ECO FRIENDLY BAG | [6 empty] | China | 28.3 | Gram (g) | 4897108885426 | 1 | 180*260 | 90 | 39*25*28 | 180 | 520*410*300 | 2160 | 2*2*3 | 120*80*105 | LC/LC OS2/G657A2 DUPLEX GRADE B OPTICAL PATCH CORD 1M ECO FRIENDLY BAG | JARRETIERE OPTIQUE DUPLEX LC/LC OS2/G657A2 GRADE B 1M SAC ÉCOLOGIQUE |  |  | Unikkern Optical Fiber Cable OS2/G657A2 9/125 LSZH Grade B 10HWWYY ****M
OPTICAL FIBER ACCESS | OPTICAL PATCH CORDS |  |  |  | KCDOS2A2LCLCB2MEF | LC/LC OS2/G657A2 DUPLEX GRADE B OPTICAL PATCH CORD 2M ECO FRIENDLY BAG | [6 empty] | China | 36.65 | Gram (g) | 4897108885433 | 1 | 180*260 | 80 | 39*25*28 | 160 | 520*410*300 | 1920 | 2*2*3 | 120*80*105 | LC/LC OS2/G657A2 DUPLEX GRADE B OPTICAL PATCH CORD 2M ECO FRIENDLY BAG | JARRETIERE OPTIQUE DUPLEX LC/LC OS2/G657A2 GRADE B 2M SAC ÉCOLOGIQUE |  |  | Unikkern Optical Fiber Cable OS2/G657A2 9/125 LSZH Grade B 10HWWYY ****M
OPTICAL FIBER ACCESS | OPTICAL PATCH CORDS |  |  |  | KCDOS2A2LCLCB3MEF | LC/LC OS2/G657A2 DUPLEX GRADE B OPTICAL PATCH CORD 3M ECO FRIENDLY BAG | [6 empty] | China | 45 | Gram (g) | 4897108885440 | 1 | 180*260 | 80 | 39*25*28 | 160 | 520*410*300 | 1920 | 2*2*3 | 120*80*105 | LC/LC OS2/G657A2 DUPLEX GRADE B OPTICAL PATCH CORD 3M ECO FRIENDLY BAG | JARRETIERE OPTIQUE DUPLEX LC/LC OS2/G657A2 GRADE B 3M SAC ÉCOLOGIQUE |  |  | Unikkern Optical Fiber Cable OS2/G657A2 9/125 LSZH Grade B 10HWWYY ****M
OPTICAL FIBER ACCESS | OPTICAL PATCH CORDS |  |  |  | KCDOS2A2LCLCB5MEF | LC/LC OS2/G657A2 DUPLEX GRADE B OPTICAL PATCH CORD 5M ECO FRIENDLY BAG | [6 empty] | China | 55 | Gram (g) | 4897108885457 | 1 | 180*260 | 60 | 39*25*28 | 120 | 520*410*300 | 1440 | 2*2*3 | 120*80*105 | LC/LC OS2/G657A2 DUPLEX GRADE B OPTICAL PATCH CORD 5M ECO FRIENDLY BAG | JARRETIERE OPTIQUE DUPLEX LC/LC OS2/G657A2 GRADE B 5M SAC ÉCOLOGIQUE |  |  | Unikkern Optical Fiber Cable OS2/G657A2 9/125 LSZH Grade B 10HWWYY ****M
OPTICAL FIBER ACCESS | OPTICAL PATCH CORDS |  |  |  | KSFP1U06POS2LCEDF | 19" 1U 245MM FIBER OPTIC PANEL EQUIPPED WITH 6 OS2/G657A2 LC PIGTAILS GRADE B/3 LCD ADAPTERS /SPOOLING CASSETTE | [6 empty] | China | 3000 | Gram (g) | 4897108885464 | 1 | 510*360*55 | 1 | 51*36*5.5 | 5 | 530*380*305 | 60 | 2*2*3 | 120*80*106.5 | 19" 1U 245MM FIBER OPTIC PANEL EQUIPPED WITH 6 OS2/G657A2 LC PIGTAILS GRADE B/3 LCD ADAPTERS /SPOOLING CASSETTE | TIROIR FIBRE OPTIQUE 19" 1U 245MM EQUIPPE DE 6 PIGTAILS OS2/G657A2 LC GRADE B/3 TRAVERSEES LCD/CASSETTE DE LOVAGE
OPTICAL FIBER ACCESS | OPTICAL PATCH CORDS |  |  |  | KSFP1U12POS2LCEDF | 19" 1U 245MM FIBER OPTIC PANEL EQUIPPED WITH 12 OS2/G657A2 LC PIGTAILS GRADE B/6 LCD ADAPTERS/SPOOLING CASSETTE | [6 empty] | China | 3200 | Gram (g) | 4897108885471 | 1 | 510*360*55 | 1 | 51*36*5.5 | 5 | 530*380*305 | 60 | 2*2*3 | 120*80*106.5 | 19" 1U 245MM FIBER OPTIC PANEL EQUIPPED WITH 12 OS2/G657A2 LC PIGTAILS GRADE B/6 LCD ADAPTERS/SPOOLING CASSETTE | TIROIR FIBRE OPTIQUE 19" 1U 245MM EQUIPPE DE 12 PIGTAILS OS2/G657A2 LC GRADE B/6 TRAVERSEES LCD/CASSETTE DE LOVAGE
OPTICAL FIBER ACCESS | OPTICAL PATCH CORDS |  |  |  | KSFP1U24POS2LCEDF | 19" 1U 245MM FIBER OPTIC PANEL EQUIPPED WITH 24 OS2/G657A2 LC PIGTAILS GRADE B/12 LCD ADAPTERS/SPOOLING CASSETTE | [6 empty] | China | 3500 | Gram (g) | 4897108885488 | 1 | 510*360*55 | 1 | 51*36*5.5 | 5 | 530*380*305 | 60 | 2*2*3 | 120*80*106.5 | 19" 1U 245MM FIBER OPTIC PANEL EQUIPPED WITH 24 OS2/G657A2 LC PIGTAILS GRADE B/12 LCD ADAPTERS/SPOOLING CASSETTE | TIROIR FIBRE OPTIQUE 19" 1U 245MM EQUIPPE DE 24 PIGTAILS OS2/G657A2 LC GRADE B/12 TRAVERSEES LCD/CASSETTE DE LOVAGE
OPTICAL FIBER ACCESS | OPTICAL PATCH CORDS |  |  |  | KSFP1U48POS2LCEDF | 19" 1U 245MM FIBER OPTIC PANEL EQUIPPED WITH 48 OS2/G657A2 LC PIGTAILS GRADE B/24 LCD ADAPTERS/ SPOOLING CASSETTE | [6 empty] | China | 3700 | Gram (g) | 4897108885495 | 1 | 510*360*55 | 1 | 51*36*5.5 | 5 | 530*380*305 | 60 | 2*2*3 | 120*80*106.5 | 19" 1U 245MM FIBER OPTIC PANEL EQUIPPED WITH 48 OS2/G657A2 LC PIGTAILS GRADE B/24 LCD ADAPTERS/ SPOOLING CASSETTE | TIROIR FIBRE OPTIQUE 19" 1U 245MM EQUIPPE DE 48 PIGTAILS OS2/G657A2 LC GRADE B/24 TRAVERSEES LCD/CASSETTE DE LOVAGE
OPTICAL FIBER ACCESS | OPTICAL PATCH CORDS |  |  |  | KSFP1U12POM4LCEDF | 19" 1U 245MM FIBER OPTIC PANEL EQUIPPED WITH 12 OM4 LC PIGTAILS GRADE B/6 LCD ADAPTERS/SPOOLING CASSETTE | [6 empty] | China | 3200 | Gram (g) | 4897108885785 | 1 | 510*360*55 | 1 | 51*36*5.5 | 5 | 530*380*305 | 60 | 2*2*3 | 120*80*106.5 | 19" 1U 245MM FIBER OPTIC PANEL EQUIPPED WITH 12 OM4 LC PIGTAILS GRADE B/6 LCD ADAPTERS/SPOOLING CASSETTE | TIROIR FIBRE OPTIQUE 19" 1U 245MM EQUIPPE DE 12 PIGTAILS OM4 LC GRADE B/6 TRAVERSEES LCD/CASSETTE DE LOVAGE
OPTICAL FIBER ACCESS | OPTICAL PATCH CORDS |  |  |  | KSFP1U24POM4LCEDF | 19" 1U 245MM FIBER OPTIC PANEL EQUIPPED WITH 24 OM4 LC PIGTAILS GRADE B/12 LCD ADAPTERS/SPOOLING CASSETTE | [6 empty] | China | 3500 | Gram (g) | 4897108885792 | 1 | 510*360*55 | 1 | 51*36*5.5 | 5 | 530*380*305 | 60 | 2*2*3 | 120*80*106.5 | 19" 1U 245MM FIBER OPTIC PANEL EQUIPPED WITH 24 OM4 LC PIGTAILS GRADE B/12 LCD ADAPTERS/SPOOLING CASSETTE | TIROIR FIBRE OPTIQUE 19" 1U 245MM EQUIPPE DE 24 PIGTAILS OM4 LC GRADE B/12 TRAVERSEES LCD/CASSETTE DE LOVAGE
OPTICAL FIBER ACCESS | OPTICAL PATCH CORDS |  |  |  | KSFP1U48POM4LCEDF | 19" 1U 245MM FIBER OPTIC PANEL EQUIPPED WITH 48 OM4 LC PIGTAILS GRADE B/24 LCD ADAPTERS/ SPOOLING CASSETTE | [6 empty] | China | 3700 | Gram (g) | 4897108885808 | 1 | 510*360*55 | 1 | 51*36*5.5 | 5 | 530*380*305 | 60 | 2*2*3 | 120*80*106.5 | 19" 1U 245MM FIBER OPTIC PANEL EQUIPPED WITH 48 OM4 LC PIGTAILS GRADE B/24 LCD ADAPTERS/ SPOOLING CASSETTE | TIROIR FIBRE OPTIQUE 19" 1U 245MM EQUIPPE DE 48 PIGTAILS OM4 LC GRADE B/24 TRAVERSEES LCD/CASSETTE DE LOVAGE
PANEL, SHELVES,DRAWERS | PANEL, SHELVES,DRAWERS |  |  |  | KSFP1U2424LCDSEF2 | 19" 1U FIBER OPTIC PANEL 24 LC DUPLEX STAGGERED EQUIPPED WITH 24 LC DUPLEX SINGLEMODE | [6 empty] | China | 2913 | Gram (g) | 4897108885815 | 1 | 445*50*38.5 |  |  | 30 | 470*270*275 | 540 | 2x3x3 | 120*80*103 | 19" 1U FIBER OPTIC PANEL 24 LC DUPLEX STAGGERED EQUIPPED WITH 24 LC DUPLEX SINGLEMODE | TIROIR FIBRE OPTIQUE 19" 1U 24 LC DUPLEX EN QUINCONCE EQUIPPE DE 24 TRAVERSEES MONOMODE
PANEL, SHELVES,DRAWERS | PANEL, SHELVES,DRAWERS |  |  |  | KSFP1U2412LCDSEF2 | 19" 1U FIBER OPTIC PANEL 24 LC DUPLEX STAGGERED EQUIPPED WITH 12 LC DUPLEX SINGLEMODE | [6 empty] | China | 2899 | Gram (g) | 4897108885822 | 1 | 445*50*38.5 |  |  | 30 | 470*270*275 | 540 | 2x3x3 | 120*80*103 | 19" 1U FIBER OPTIC PANEL 24 LC DUPLEX STAGGERED EQUIPPED WITH 12 LC DUPLEX SINGLEMODE | TIROIR FIBRE OPTIQUE 19" 1U 24 LC DUPLEX EN QUINCONCE EQUIPPE DE 12 TRAVERSEES MONOMODE
PANEL, SHELVES,DRAWERS | PANEL, SHELVES,DRAWERS |  |  |  | KSFP1U2424LCDMEF2 | 19" 1U FIBER OPTIC PANEL 24 LC DUPLEX STAGGERED EQUIPPED WITH 24 LC DUPLEX MULTIMODE | [6 empty] | China | 2913 | Gram (g) | 4897108885839 | 1 | 445*50*38.5 |  |  | 30 | 470*270*275 | 540 | 2x3x3 | 120*80*103 | 19" 1U FIBER OPTIC PANEL 24 LC DUPLEX STAGGERED EQUIPPED WITH 24 LC DUPLEX MULTIMODE | TIROIR FIBRE OPTIQUE 19" 1U 24 LC DUPLEX EN QUINCONCE EQUIPPE DE 24 TRAVERSEES MULTIMODE
PANEL, SHELVES,DRAWERS | PANEL, SHELVES,DRAWERS |  |  |  | KSFP1U2412LCDMEF2 | 19" 1U FIBER OPTIC PANEL 24 LC DUPLEX STAGGERED EQUIPPED WITH 12 LC DUPLEX MULTIMODE | [6 empty] | China | 2899 | Gram (g) | 4897108885846 | 1 | 445*50*38.5 |  |  | 30 | 470*270*275 | 540 | 2x3x3 | 120*80*103 | 19" 1U FIBER OPTIC PANEL 24 LC DUPLEX STAGGERED EQUIPPED WITH 12 LC DUPLEX MULTIMODE | TIROIR FIBRE OPTIQUE 19" 1U 24 LC DUPLEX EN QUINCONCE EQUIPPE DE 12 TRAVERSEES MULTIMODE
PANEL, SHELVES,DRAWERS | PANEL, SHELVES,DRAWERS |  |  |  | KSFP1U2424LCDSEF | 19" 1U FIBRE OPTIC PATCH PANEL 24 LC DUPLEX EQUIPPED WITH 24 LC DUPLEX SINGLEMODE | [6 empty] | China | 2913 | Gram (g) | 4897108886102 | [9 empty] | 19" 1U FIBRE OPTIC PATCH PANEL 24 LC DUPLEX EQUIPPED WITH 24 LC DUPLEX SINGLEMODE | TIROIR FIBRE OPTIQUE 19" 1U 24 LC DUPLEX EQUIPPE DE 24 TRAVERSEES MONOMODE
PANEL, SHELVES,DRAWERS | PANEL, SHELVES,DRAWERS |  |  |  | KSFP1U2412LCDSEF | 19" 1U FIBRE OPTIC PATCH PANEL 24 LC DUPLEX EQUIPPED WITH 12 LC DUPLEX SINGLEMODE | [6 empty] | China | 2899 | Gram (g) | 4897108886119 | [9 empty] | 19" 1U FIBRE OPTIC PATCH PANEL 24 LC DUPLEX EQUIPPED WITH 12 LC DUPLEX SINGLEMODE | TIROIR FIBRE OPTIQUE 19" 1U 24 LC DUPLEX EQUIPPE DE 12 TRAVERSEES MONOMODE
PANEL, SHELVES,DRAWERS | PANEL, SHELVES,DRAWERS |  |  |  | KSFP1U2424LCDMEF | 19" 1U FIBRE OPTIC PATCH PANEL 24 LC DUPLEX EQUIPPED WITH 24 LC DUPLEX MULTIMODE | [6 empty] | China | 2913 | Gram (g) | 4897108886126 | [9 empty] | 19" 1U FIBRE OPTIC PATCH PANEL 24 LC DUPLEX EQUIPPED WITH 24 LC DUPLEX MULTIMODE | TIROIR FIBRE OPTIQUE 19" 1U 24 LC DUPLEX EQUIPPE DE 24 TRAVERSEES MULTIMODE
PANEL, SHELVES,DRAWERS | PANEL, SHELVES,DRAWERS |  |  |  | KSFP1U2412LCDMEF | 19" 1U FIBRE OPTIC PATCH PANEL 24 LC DUPLEX EQUIPPED WITH 12 LC DUPLEX MULTIMODE | [6 empty] | China | 2899 | Gram (g) | 4897108886133 | [9 empty] | 19" 1U FIBRE OPTIC PATCH PANEL 24 LC DUPLEX EQUIPPED WITH 12 LC DUPLEX MULTIMODE | TIROIR FIBRE OPTIQUE 19" 1U 24 LC DUPLEX EQUIPPE DE 12 TRAVERSEES MULTIMODE
OPTICAL FIBER ACCESS | PIGTAILS |  |  |  | KPIGOS2LC2MEF | LC OS2 PIGTAIL 2 METERS ECO FRIENDLY BAG | [6 empty] | China | 33 | Gram (g) | 4897108884184 | 1 | 180*260 | 300 | 39*25*28 | 600 | 470*270*275 | 7200 | 2x3x3 | 120x80x103 | LC OS2 PIGTAIL 2 METERS ECO FRIENDLY BAG | LC OS2 PIGTAIL 2 MÈTRES SAC ÉCOLOGIQUE
OPTICAL FIBER ACCESS | PIGTAILS |  |  |  | KPIGOS2SC2MEF | SC OS2 PIGTAIL 2 METERS ECO FRIENDLY BAG | [6 empty] | China | 33 | Gram (g) | 4897108884191 | 1 | 180*260 | 300 | 39*25*28 | 600 | 470*270*275 | 4800 | 2x3x3 | 120x80x103 | SC OS2 PIGTAIL 2 METERS ECO FRIENDLY BAG | SC OS2 PIGTAIL 2 MÈTRES SAC ÉCOLOGIQUE
OPTICAL FIBER ACCESS | OPTICAL ACCCESSORIES |  |  |  | KSPLICE45MM | SPLICE PROTECTION HEAT SHRINKABLE 45MM | [6 empty] | China | 0.6 | Gram (g) | 4897108889035 | [9 empty] | SPLICE PROTECTION HEAT SHRINKABLE 45MM | PROTECTION EPISSURE THERMORETRACTABLE 45MM
OPTICAL FIBER ACCESS | OPTICAL ACCCESSORIES |  |  |  | KSPLICE60MM | SPLICE PROTECTION HEAT SHRINKABLE 60MM | [6 empty] | China | 0.8 | Gram (g) | 4897108884207 | 100 | 140*200 |  |  | 5000 | 470*230*275 | 60000 | 2x3x3 | 120*80*103 | SPLICE PROTECTION HEAT SHRINKABLE 60MM | PROTECTION EPISSURE THERMORETRACTABLE 60MM
OPTICAL FIBER ACCESS | OPTICAL ACCCESSORIES |  |  |  | KSET24FO | SPLICE CASSETTE WITH SPLICE HOLDER STACKABLE 24FO | [6 empty] | China | 66.2 | Gram (g) | 4897108884214 | 2 | 150*300 |  |  | 100 | 470*230*275 | 1200 | 2x3x3 | 120*80*103 | SPLICE CASSETTE WITH SPLICE HOLDER STACKABLE 24FO | CASSETTE DE LOVAGE STACKABLE 24FO
POWER SUPPLY FRANCE | PDU ALUMINIUM BLOCK 19 INCH |  |  |  | KPDU8PC90 | PDU FRENCH 19" 8 SOCKETS ALU WITH 90° FIXTURES PER BOX | [6 empty] | China | 790 | Gram (g) | 4897108882555 | 1 | 525*85*55 |  |  | 20 | 54*36*30 | 240 | 2x2x3 | 120*80*105 | FRENCH PDU 19" 8 SOCKETS ALU – ADJUSTABLE FIXTURE | BLOC D’ALIMENTATION ALU 19" 8 PRISES - ORIENTABLE
POWER SUPPLY FRANCE | PDU ALUMINIUM BLOCK 19 INCH |  |  |  | KPDU8PCSW90 | PDU FRENCH 19" 8 SOCKETS ALU WITH SWITCH WITH 90° FIXTURES PER BOX | [6 empty] | China | 800 | Gram (g) | 4897108882562 | 1 | 525*85*55 |  |  | 20 | 54*36*30 | 240 | 2x2x3 | 120*80*105 | FRENCH PDU 19" 8 SOCKETS ALU WITH SWITCH - ADJUSTABLE FIXTURE | BLOC D’ALIMENTATION ALU 19" 8 PRISES AVEC INTERRUPTEUR - ORIENTABLE
POWER SUPPLY FRANCE | PDU ALUMINIUM BLOCK 19 INCH |  |  |  | KPDU6PC90 | PDU FRENCH 19" 6 SOCKETS ALU WITH 90° FIXTURES PER BOX | [6 empty] | China | 740 | Gram (g) | 4897108882579 | 1 | 525*85*55 |  |  | 20 | 54*42*32 | 240 | 2x2x3 | 120*80*111 | FRENCH PDU 19" 6 SOCKETS ALU – ADJUSTABLE FIXTURE | BLOC D’ALIMENTATION ALU 19" 6 PRISES - ORIENTABLE
POWER SUPPLY FRANCE | PDU ALUMINIUM BLOCK 19 INCH |  |  |  | KPDU6PCSW90 | PDU FRENCH 19" 6 SOCKETS ALU WITH SWITCH WITH 90° FIXTURES PER BOX | [6 empty] | China | 750 | Gram (g) | 4897108882586 | 1 | 525*85*55 |  |  | 20 | 54*42*32 | 240 | 2x2x3 | 120*80*111 | FRENCH PDU 19" 6 SOCKETS ALU WITH SWITCH - ADJUSTABLE FIXTURE | BLOC D’ALIMENTATION ALU 19" 6 PRISES AVEC INTERRUPTEUR - ORIENTABLE
POWER SUPPLY FRANCE | PDU ALUMINIUM BLOCK 19 INCH |  |  |  | KPDU6PCCB | PDU FRENCH 19" 6 SOCKETS ALU WITH CIRCUIT BREAKER 16A 30MA WITH PROTECTION COVER PER BOX | [6 empty] | China | 900 | Gram (g) |  | 1 | 525*75*80 |  |  | 20 | 54*42*32 | 240 | 2x2x3 | 120*80*111
POWER SUPPLY FRANCE | PDU ALUMINIUM BLOCK 19 INCH |  |  |  | XELPDUFAL6CBP | PDU FRENCH 19" 6 SOCKETS ALU WITH CIRCUIT BREAKER 16A 30MA WITH PROTECTION COVER PER BOX | [6 empty] | China | 900 | Gram (g) |  | 1 | 525*75*80 |  |  | 20 | 54*42*32 | 240 | 2x2x3 | 120*80*111
PANEL, SHELVES,DRAWERS | PANEL, SHELVES,DRAWERS |  |  |  | KSFP1U245NPLCEF | 19" 1U FIBRE OPTIC PATCH PANEL 245 UNLOADED WITHOUT FRONT PLATE WITH HOLE CUTTING WITH LOCKING SYSTEM AND ACCESSORIES PER FRIENDLY CARTON | [6 empty] | China | 2.6 | Gram (g) | 4897108884221 | 1 | 455*255*50 |  |  | 5 | 470*270*275 | 90 | 2x3x3 | 120*80*103 | 19" 1U FIBRE OPTIC PATCH PANEL 245 UNLOADED WITHOUT FRONT PLATE WITH HOLE CUTTING WITH LOCKING SYSTEM AND ACCESSORIES PER FRIENDLY CARTON | TIROIR FIBRE OPTIQUE 19" 1U 245MM VIDE SANS PLAQUE AVANT AVEC DÉCOUPE DE TROU, SYSTEM DE VERROUILLAGE ET ACCESSOIRES PAR CARTON
PANEL, SHELVES,DRAWERS | PANEL, SHELVES,DRAWERS |  |  |  | KSFP1UFP12SCSLEF | 19" 1U PANEL FRONT PLATE WITH LOCKING SYSTEM 12 SC SIMPLEX/LC DUPLEX | [6 empty] | China | 0.25 | Gram (g) | 4897108884238 | 1 | 445*50*38.5 |  |  | 30 | 470*270*275 | 540 | 2x3x3 | 120*80*103 | 19" 1U PANEL FRONT PLATE WITH LOCKING SYSTEM 12 SC SIMPLEX/LC DUPLEX | PLAQUE AVANT TIROIR 19" 1U AVEC VERROUILLAGE 12 SC SIMPLEX/LC DUPLEX
PANEL, SHELVES,DRAWERS | PANEL, SHELVES,DRAWERS |  |  |  | KSFP1UFP24SCSLEF | 19" 1U PANEL FRONT PLATE WITH LOCKING SYSTEM 24 SC SIMPLEX/LC DUPLEX | [6 empty] | China | 0.2 | Gram (g) | 4897108884245 | 1 | 445*50*38.5 |  |  | 30 | 470*270*275 | 540 | 2x3x3 | 120*80*103 | 19" 1U PANEL FRONT PLATE WITH LOCKING SYSTEM 24 SC SIMPLEX/LC DUPLEX | PLAQUE AVANT TIROIR 19" 1U AVEC VERROUILLAGE 24 SC SIMPLEX/LC DUPLEX
PANEL, SHELVES,DRAWERS | PANEL, SHELVES,DRAWERS |  |  |  | KSPFK1U4RCEF | 19'' CABLE MANAGEMENT WITH 4 RINGS WITH HOLE CUTTING AND ACCESSORIES PER ECO FRIENDLY CARTON | [6 empty] | China | 290 | Gram (g) | 4897108881848 | 1 | 485*80*50 | - | - | 25 | 430*265*505 | 400 | 2x4x2 | 120x80x116 | 19'' CABLE MANAGEMENT 1U WITH 4 RINGS | PANNEAU 19'' 1U GESTION DE CABLE AVEC 4 ANNEAUX
PANEL, SHELVES,DRAWERS | PANEL, SHELVES,DRAWERS |  |  |  | KSPFK1U4RCFEF | 19'' CABLE MANAGEMENT FULL METAL WITH 4 RINGS WITH HOLE CUTTING AND ACCESSORIES PER ECO FRIENDLY CARTON | [6 empty] | China | 340 | Gram (g) | 4897108882593 | 1 | 485*80*50 |  |  | 25 | 430*265*505 | 400 | 2x4x2 | 120x80x116 | 19'' CABLE MANAGEMENT 1U WITH 4 RINGS METAL | PANNEAU 19'' 1U GESTION DE CABLE AVEC 4 ANNEAUX METAL
[5 empty] | KSPFK1UHDCEF | 19'' CABLE MANAGEMENT HIGH DENSITY WITH HOLE CUTTING AND ACCESSORIES PER ECO FRIENDLY CARTON | [6 empty] | China | 684 | Gram (g) | 4897108888403 | [9 empty] | 19'' CABLE MANAGEMENT HIGH DENSITY WITH HOLE CUTTING AND ACCESSORIES PER ECO FRIENDLY CARTON | PANNEAU DE GESTION DE CÂBLES 19'' HAUTE DENSITÉ AVEC TROU DECOUPE ET ACCESSOIRES PAR CARTON ÉCOLOGIQUE
[5 empty] | KSPFK2UHDCEF | 19'' CABLE MANAGEMENT HIGH DENSITY 2U WITH HOLE CUTTING AND ACCESSORIES PER ECO FRIENDLY CARTON | [6 empty] | China | 1115 | Gram (g) | 4897108888410 | [9 empty] | 19'' CABLE MANAGEMENT HIGH DENSITY 2U WITH HOLE CUTTING AND ACCESSORIES PER ECO FRIENDLY CARTON | PANNEAU DE GESTION DE CÂBLES 19'' 2U HAUTE DENSITÉ AVEC TROU DECOUPE ET ACCESSOIRES PAR CARTON ÉCOLOGIQUE
[5 empty] | KSFP1UFP4848LCDSLEF | 19" 1U PANEL FRONT PLATE 48 LC DUPLEX EQUIPPED WITH 48 LC DUPLEX SINGLEMODE | [6 empty] | China | 2900 | Gram (g) | 4897108888427 | [9 empty] | 19" 1U PANEL FRONT PLATE 48 LC DUPLEX EQUIPPED WITH 48 LC DUPLEX SINGLEMODE | TIROIR FIBRE OPTIQUE 19" 1U 48 LC DUPLEX EQUIPPE DE 48 TRAVERSEES MONOMODE
[5 empty] | KCDOM3LCLC10MEF | LC/LC OM3 DUPLEX OPTICAL PATCH CORD 10M ECO FRIENDLY BAG | [6 empty] | China | 184 | Gram (g) | 4897108888441 | [9 empty] | LC/LC OM3 DUPLEX OPTICAL PATCH CORD 10M ECO FRIENDLY BAG | #REF!
[5 empty] | KCDOM3LCLC15MEF | LC/LC OM3 DUPLEX OPTICAL PATCH CORD 15M ECO FRIENDLY BAG | [6 empty] | China | 281 | Gram (g) | 4897108888458 | [9 empty] | LC/LC OM3 DUPLEX OPTICAL PATCH CORD 15M ECO FRIENDLY BAG | #REF!
[5 empty] | KCDOM3LCLC25MEF | LC/LC OM3 DUPLEX OPTICAL PATCH CORD 25M ECO FRIENDLY BAG | [6 empty] | China | 455 | Gram (g) | 4897108888465 | [9 empty] | LC/LC OM3 DUPLEX OPTICAL PATCH CORD 25M ECO FRIENDLY BAG | #REF!
[5 empty] | KCDOM3SCLC10MEF | SC/LC OM3 DUPLEX OPTICAL PATCH CORD 10M ECO FRIENDLY BAG | [6 empty] | China | 244 | Gram (g) | 4897108888472 | [9 empty] | SC/LC OM3 DUPLEX OPTICAL PATCH CORD 10M ECO FRIENDLY BAG | #REF!
[5 empty] | KCDOM3SCLC15MEF | SC/LC OM3 DUPLEX OPTICAL PATCH CORD 15M ECO FRIENDLY BAG | [6 empty] | China | 290 | Gram (g) | 4897108888489 | [9 empty] | SC/LC OM3 DUPLEX OPTICAL PATCH CORD 15M ECO FRIENDLY BAG | #REF!
[5 empty] | KCDOM3SCLC25MEF | SC/LC OM3 DUPLEX OPTICAL PATCH CORD 25M ECO FRIENDLY BAG | [6 empty] | China | 470 | Gram (g) | 4897108888496 | [9 empty] | SC/LC OM3 DUPLEX OPTICAL PATCH CORD 25M ECO FRIENDLY BAG | #REF!
[5 empty] | KCDOM3SCLC5MEF | SC/LC OM3 DUPLEX OPTICAL PATCH CORD 5M ECO FRIENDLY BAG | [6 empty] | China | 117 | Gram (g) | 4897108888502 | [9 empty] | SC/LC OM3 DUPLEX OPTICAL PATCH CORD 5M ECO FRIENDLY BAG | #REF!
[5 empty] | KCDOM4LCLC10MEF | LC/LC OM4 DUPLEX OPTICAL PATCH CORD 10M ECO FRIENDLY BAG | [6 empty] | China | 184 | Gram (g) | 4897108888519 | [9 empty] | LC/LC OM4 DUPLEX OPTICAL PATCH CORD 10M ECO FRIENDLY BAG | #REF!
[5 empty] | KCDOM4LCLC15MEF | LC/LC OM4 DUPLEX OPTICAL PATCH CORD 15M ECO FRIENDLY BAG | [6 empty] | China | 281 | Gram (g) | 4897108888526 | [9 empty] | LC/LC OM4 DUPLEX OPTICAL PATCH CORD 15M ECO FRIENDLY BAG | #REF!
[5 empty] | KCDOM4LCLC25MEF | LC/LC OM4 DUPLEX OPTICAL PATCH CORD 25M ECO FRIENDLY BAG | [6 empty] | China | 455 | Gram (g) | 4897108888533 | [9 empty] | LC/LC OM4 DUPLEX OPTICAL PATCH CORD 25M ECO FRIENDLY BAG | #REF!
[5 empty] | KCDOM4SCLC10MEF | SC/LC OM4 DUPLEX OPTICAL PATCH CORD 10M ECO FRIENDLY BAG | [6 empty] | China | 244 | Gram (g) | 4897108888540 | [9 empty] | SC/LC OM4 DUPLEX OPTICAL PATCH CORD 10M ECO FRIENDLY BAG | #REF!
[5 empty] | KCDOM4SCLC15MEF | SC/LC OM4 DUPLEX OPTICAL PATCH CORD 15M ECO FRIENDLY BAG | [6 empty] | China | 290 | Gram (g) | 4897108888557 | [9 empty] | SC/LC OM4 DUPLEX OPTICAL PATCH CORD 15M ECO FRIENDLY BAG | #REF!
[5 empty] | KCDOM4SCLC1MEF | SC/LC OM4 DUPLEX OPTICAL PATCH CORD 1M ECO FRIENDLY BAG | [6 empty] | China | 25.4 | Gram (g) | 4897108888564 | [9 empty] | SC/LC OM4 DUPLEX OPTICAL PATCH CORD 1M ECO FRIENDLY BAG | #REF!
[5 empty] | KCDOM4SCLC25MEF | SC/LC OM4 DUPLEX OPTICAL PATCH CORD 25M ECO FRIENDLY BAG | [6 empty] | China | 470 | Gram (g) | 4897108888571 | [9 empty] | SC/LC OM4 DUPLEX OPTICAL PATCH CORD 25M ECO FRIENDLY BAG | #REF!
[5 empty] | KCDOM4SCLC3MEF | SC/LC OM4 DUPLEX OPTICAL PATCH CORD 3M ECO FRIENDLY BAG | [6 empty] | China | 54.2 | Gram (g) | 4897108888588 | [9 empty] | SC/LC OM4 DUPLEX OPTICAL PATCH CORD 3M ECO FRIENDLY BAG | #REF!
[5 empty] | KCDOM4SCLC5MEF | SC/LC OM4 DUPLEX OPTICAL PATCH CORD 5M ECO FRIENDLY BAG | [6 empty] | China | 117 | Gram (g) | 4897108888595 | [9 empty] | SC/LC OM4 DUPLEX OPTICAL PATCH CORD 5M ECO FRIENDLY BAG | #REF!
[5 empty] | KCDOS2LCLC10MEF | LC/LC OS2 DUPLEX OPTICAL PATCH CORD 10M ECO FRIENDLY BAG | [6 empty] | China | 184 | Gram (g) | 4897108888601 | [9 empty] | LC/LC OS2 DUPLEX OPTICAL PATCH CORD 10M ECO FRIENDLY BAG | #REF!
[5 empty] | KCDOS2LCLC15MEF | LC/LC OS2 DUPLEX OPTICAL PATCH CORD 15M ECO FRIENDLY BAG | [6 empty] | China | 281 | Gram (g) | 4897108888618 | [9 empty] | LC/LC OS2 DUPLEX OPTICAL PATCH CORD 15M ECO FRIENDLY BAG | #REF!
[5 empty] | KCDOS2LCLC25MEF | LC/LC OS2 DUPLEX OPTICAL PATCH CORD 25M ECO FRIENDLY BAG | [6 empty] | China | 455 | Gram (g) | 4897108888625 | [9 empty] | LC/LC OS2 DUPLEX OPTICAL PATCH CORD 25M ECO FRIENDLY BAG | #REF!
[5 empty] | KCDOS2SCLC10MEF | SC/LC OS2 DUPLEX OPTICAL PATCH CORD 10M ECO FRIENDLY BAG | [6 empty] | China | 244 | Gram (g) | 4897108888632 | [9 empty] | SC/LC OS2 DUPLEX OPTICAL PATCH CORD 10M ECO FRIENDLY BAG | #REF!
[5 empty] | KCDOS2SCLC15MEF | SC/LC OS2 DUPLEX OPTICAL PATCH CORD 15M ECO FRIENDLY BAG | [6 empty] | China | 290 | Gram (g) | 4897108888649 | [9 empty] | SC/LC OS2 DUPLEX OPTICAL PATCH CORD 15M ECO FRIENDLY BAG | #REF!
[5 empty] | KCDOS2SCLC25MEF | SC/LC OS2 DUPLEX OPTICAL PATCH CORD 25M ECO FRIENDLY BAG | [6 empty] | China | 470 | Gram (g) | 4897108888656 | [9 empty] | SC/LC OS2 DUPLEX OPTICAL PATCH CORD 25M ECO FRIENDLY BAG | #REF!
[5 empty] | KCDOS2SCLC3MEF | SC/LC OS2 DUPLEX OPTICAL PATCH CORD 3M ECO FRIENDLY BAG | [6 empty] | China | 54.2 | Gram (g) | 4897108888663 | [9 empty] | SC/LC OS2 DUPLEX OPTICAL PATCH CORD 3M ECO FRIENDLY BAG | #REF!
[5 empty] | KCDOS2SCLC5MEF | SC/LC OS2 DUPLEX OPTICAL PATCH CORD 5M ECO FRIENDLY BAG | [6 empty] | China | 117 | Gram (g) | 4897108888670 | [9 empty] | SC/LC OS2 DUPLEX OPTICAL PATCH CORD 5M ECO FRIENDLY BAG | #REF!
[5 empty] | KPIGOM3LC2MEF | LC OM3 PIGTAIL 2 METERS ECO FRIENDLY BAG | [6 empty] | China | 33 | Gram (g) | 4897108888687 | [9 empty] | LC OM3 PIGTAIL 2 METERS ECO FRIENDLY BAG | #REF!
[5 empty] | KPIGOM3SC2MEF | SC OM3 PIGTAIL 2 METERS ECO FRIENDLY BAG | [6 empty] | China | 33 | Gram (g) | 4897108888694 | [9 empty] | SC OM3 PIGTAIL 2 METERS ECO FRIENDLY BAG | #REF!
[5 empty] | KPIGOM4LC2MEF | LC OM4 PIGTAIL 2 METERS ECO FRIENDLY BAG | [6 empty] | China | 33 | Gram (g) | 4897108888700 | [9 empty] | LC OM4 PIGTAIL 2 METERS ECO FRIENDLY BAG | #REF!
[5 empty] | KPIGOM4SC2MEF | SC OM4 PIGTAIL 2 METERS ECO FRIENDLY BAG | [6 empty] | China | 33 | Gram (g) | 4897108888717 | [9 empty] | SC OM4 PIGTAIL 2 METERS ECO FRIENDLY BAG | #REF!
[5 empty] | KSALCDOM340 | LC DUPLEX MULTIMODE OM3 AQUA ADAPTOR 40PCS PER ECO FRIENDLY BAG | [6 empty] | China | 3.4 | Gram (g) | 4897108888724 | [9 empty] | LC DUPLEX MULTIMODE OM3 AQUA ADAPTOR 40PCS PER ECO FRIENDLY BAG | #REF!
[5 empty] | KPIG12OM3LCB2MEF | 12 LC OM3 GRADE B PIGTAIL 2 METERS ECO FRIENDLY BAG | [6 empty] | China | 113 | Gram (g) | 4897108888946 | [9 empty] | 12 LC OM3 GRADE B PIGTAIL 2 METERS ECO FRIENDLY BAG | 12 LC OM3 GRADE B PIGTAIL 2 MÈTRES SAC ÉCOLOGIQUE
[5 empty] | KPIG12OS2A2LCB2MEF | 12 LC OS2/G657A2 GRADE B PIGTAIL 2 METERS ECO FRIENDLY BAG | [6 empty] | China | 113 | Gram (g) | 4897108888953 | [9 empty] | 12 LC OS2/G657A2 GRADE B PIGTAIL 2 METERS ECO FRIENDLY BAG | 12 LC OS2/G657A2 GRADE B PIGTAIL 2 MÈTRES SAC ÉCOLOGIQUE
[5 empty] | KPIG12OM4LCB2MEF | 12 LC OM4 GRADE B PIGTAIL 2 METERS ECO FRIENDLY BAG | [6 empty] | China | 113 | Gram (g) | 4897108888960 | [9 empty] | 12 LC OM4 GRADE B PIGTAIL 2 METERS ECO FRIENDLY BAG | 12 LC OM4 GRADE B PIGTAIL 2 MÈTRES SAC ÉCOLOGIQUE
[5 empty] | KPIG12OM4LC2MEF | 12 LC OM4 PIGTAIL 2 METERS ECO FRIENDLY BAG | [6 empty] | China | 113 | Gram (g) | 4897108888977 | [9 empty] | 12 LC OM4 PIGTAIL 2 METERS ECO FRIENDLY BAG | 12 LC OM4 PIGTAIL 2 MÈTRES SAC ÉCOLOGIQUE
[5 empty] | KPIG12OM4SC2MEF | 12 SC OM4 PIGTAIL 2 METERS ECO FRIENDLY BAG | [6 empty] | China | 131 | Gram (g) | 4897108888984 | [9 empty] | 12 SC OM4 PIGTAIL 2 METERS ECO FRIENDLY BAG | 12 SC OM4 PIGTAIL 2 MÈTRES SAC ÉCOLOGIQUE
[5 empty] | KPIG12OM3LC2MEF | 12 LC OM3 PIGTAIL 2 METERS ECO FRIENDLY BAG | [6 empty] | China | 113 | Gram (g) | 4897108888991 | [9 empty] | 12 LC OM3 PIGTAIL 2 METERS ECO FRIENDLY BAG | 12 LC OM3 PIGTAIL 2 MÈTRES SAC ÉCOLOGIQUE
[5 empty] | KPIG12OM3SC2MEF | 12 SC OM3 PIGTAIL 2 METERS ECO FRIENDLY BAG | [6 empty] | China | 131 | Gram (g) | 4897108889004 | [9 empty] | 12 SC OM3 PIGTAIL 2 METERS ECO FRIENDLY BAG | 12 SC OM3 PIGTAIL 2 MÈTRES SAC ÉCOLOGIQUE
[5 empty] | KPIG12OS2A2SC2MEF | 12 SC OS2/G657A2 PIGTAIL 2 METERS ECO FRIENDLY BAG | [6 empty] | China | 131 | Gram (g) | 4897108889011 | [9 empty] | 12 SC OS2 PIGTAIL 2 METERS ECO FRIENDLY BAG | 12 SC OS2 PIGTAIL 2 MÈTRES SAC ÉCOLOGIQUE
[5 empty] | KPIG12OS2A2LC2MEF | 12 LC OS2/G657A2 PIGTAIL 2 METERS ECO FRIENDLY BAG | [6 empty] | China | 113 | Gram (g) | 4897108889028 | [9 empty] | 12 LC OS2 PIGTAIL 2 METERS ECO FRIENDLY BAG | 12 LC OS2 PIGTAIL 2 MÈTRES SAC ÉCOLOGIQUE
[5 empty] | KSALCDOM440 | LC DUPLEX MULTIMODE OM4 ERIKA VIOLET ADAPTOR 40PCS PER ECO FRIENDLY BAG | [6 empty] | China | 3.4 | Gram (g) | 4897108888731 | [9 empty] | LC DUPLEX MULTIMODE OM4 ERIKA VIOLET ADAPTOR 40PCS PER ECO FRIENDLY BAG | #REF!
[5 empty] | KSASCDOM320 | SC DUPLEX MULTIMODE OM3 AQUA ADAPTOR 20PCS PER ECO FRIENDLY BAG | [6 empty] | China | 6.2 | Gram (g) | 4897108888748 | [9 empty] | SC DUPLEX MULTIMODE OM3 AQUA ADAPTOR 20PCS PER ECO FRIENDLY BAG | #REF!
[5 empty] | KSASCDOM420 | SC DUPLEX MULTIMODE OM4 ERIKA VIOLET ADAPTOR 20PCS PER ECO FRIENDLY BAG | [6 empty] | China | 6.2 | Gram (g) | 4897108888755 | [9 empty] | SC DUPLEX MULTIMODE OM4 ERIKA VIOLET ADAPTOR 20PCS PER ECO FRIENDLY BAG | #REF!
PANEL, SHELVES,DRAWERS | PANEL, SHELVES,DRAWERS |  |  |  | KSBRUSHCEF | 19'' CABLE MANAGEMENT WITH BRUSH WITH HOLE CUTTING AND ACCESSORIES PER ECO FRIENDLY CARTON | [6 empty] | China | 270 | Gram (g) | 4897108881855 | 1 | 490*50*20 | - | - | 50 | 515*270*235 | 1600 | 2x4x4 | 120x80x110 | 19'' CABLE MANAGEMENT 1U WITH BRUSH | PANNEAU 19"1U GESTION DE CABLE AVEC BROSSE
PANEL, SHELVES,DRAWERS | PANEL, SHELVES,DRAWERS |  |  |  | KSFS1U250 | 19" FIXED SHELVE 1U DEPTH 250 MM PER BOX | [6 empty] | China | 1383 | Gram (g) | 4897108882814 | 1 | 505*265*50 |  |  | 8 | 520*420*290 | 128 | 2x2x4 | 120*90*135 | 19" FIXED SHELVE 1U DEPTH 250 MM PER BOX | ÉTAGÈRE FIXE 19" 1U PROFONDEUR 250 MM PAR BOITE
PANEL, SHELVES,DRAWERS | PANEL, SHELVES,DRAWERS |  |  |  | KSFS2U250 | 19" FIXED SHELVE 2U DEPTH 250 MM PER BOX | [6 empty] | China | 2000 | Gram (g) | 4897108882821 | 1 | [8 empty] | 19" FIXED SHELVE 2U DEPTH 250 MM PER BOX | ÉTAGÈRE FIXE 19" 2U PROFONDEUR 250 MM PAR BOÎTE
PANEL, SHELVES,DRAWERS | PANEL, SHELVES,DRAWERS |  |  |  | KJPP1UUEF | 24 PORTS UNLOADED PATCH PANEL 1U PER ECO FRIENDLY CARTON | [6 empty] | China | 450 | Gram (g) | 4897108882067 | 1 | 500*95*55 | - | - | 20 | 515*290*410 | 240 | 2X3X2 | 120x80.5x97
PANEL, SHELVES,DRAWERS | PANEL, SHELVES,DRAWERS |  |  |  | KJPP1UEF | 24 PORTS UNLOADED PATCH PANEL 1U DIRECT GROUNDING PER ECO FRIENDLY CARTON | [6 empty] | China | 470 | Gram (g) | 4897108882074 | 1 | 500*95*55 | - | - | 20 | 515*290*410 | 240 | 2X3X2 | 120x80.5x97 | 24 PORTS UNLOADED PATCH PANEL 1U STP | PANNEAU DE BRASSAGE NON EQUIPE 24PORTS 1U STP
PANEL, SHELVES,DRAWERS | PANEL, SHELVES,DRAWERS |  |  |  | KJPP1UBEF | 24 PORTS UNLOADED PATCH PANEL 1U DIRECT GROUNDING BLACK PER ECO FRIENDLY CARTON | [6 empty] | China | 500 | Gram (g) | 4897108882463 | 1 | 500*95*55 | - | - | 20 | 515*290*410 | 240 | 2X3X2 | 120x80.5x97 | 24 PORTS UNLOADED PATCH PANEL 1U STP | PANNEAU DE BRASSAGE NON EQUIPE 24PORTS 1U STP
PANEL, SHELVES,DRAWERS | PANEL, SHELVES,DRAWERS |  |  |  | KJPP1UBCEF | 24 PORTS UNLOADED PATCH PANEL 1U DIRECT GROUNDING BLACK WITH HOLE CUTTING AND ACCESSORIES PER ECO FRIENDLY CARTON | [6 empty] | China | 500 | Gram (g) | 4897108881817 | 1 | 500*95*55 | - | - | 20 | 515*290*410 | 240 | 2X3X2 | 120x80.5x97 | 24 PORTS UNLOADED PATCH PANEL 1U STP | PANNEAU DE BRASSAGE NON EQUIPE 24PORTS 1U STP
PANEL, SHELVES,DRAWERS | PANEL, SHELVES,DRAWERS |  |  |  | KJPP1UBCTEF | 24 PORTS UNLOADED PATCH PANEL 1U STP BLACK T SHAPE WITH ONE HOLE CUTTING AND ACCESSORIES PER ECO-FRIENDLY CARTON | [6 empty] | China | 500 | Gram (g) | 4897108882760 | 1 | 500*95*55 | - | - | 20 | 515*290*410 | 240 | 2X3X2 | 120x80.5x97 | 24 PORTS UNLOADED PATCH PANEL 1U STP | PANNEAU DE BRASSAGE NON EQUIPE 24PORTS 1U STP
PANEL, SHELVES,DRAWERS | PANEL, SHELVES,DRAWERS |  |  |  | KJPP1UBMCTEF | 24 PORTS UNLOADED PATCH PANEL 1U DIRECT GROUNDING FULL METAL BLACK T SHAPE WITH HOLE CUTTING AND ACCESSORIES WITH 24PCS CABLE TIE PER ECO FRIENDLY CARTON | [6 empty] | China | 500 | Gram (g) | 4897108883453 | 1 | 500*95*55 | - | - | 20 | 515*290*410 | 240 | 2X3X2 | 120x80.5x97 | 24 PORTS UNLOADED PATCH PANEL 1U STP METAL | PANNEAU DE BRASSAGE NON EQUIPE 24PORTS 1U STP METAL
PANEL, SHELVES,DRAWERS | PANEL, SHELVES,DRAWERS |  |  |  | KJPP2UBMCTEF | 48 PORTS UNLOADED PATCH PANEL 2U DIRECT GROUNDING FULL METAL BLACK T SHAPE WITH HOLE CUTTING AND ACCESSORIES WITH 48PCS CABLE TIE PER ECO FRIENDLY CARTON | [6 empty] | China | 1100 | Gram (g) | 4897108884283 | 1 | 500*110*50 |  |  | 10 | 515*270*235 | 320 | 2x4x4 | 120x86x116 | 48 PORTS UNLOADED PATCH PANEL 2U STP METAL | PANNEAU DE BRASSAGE NON EQUIPE 48PORTS 2U STP METAL
PANEL, SHELVES,DRAWERS | PANEL, SHELVES,DRAWERS |  |  |  | KJPP1UBCANEF | 24 PORTS UNLOADED PATCH PANEL 1U DIRECT GROUNDING BLACK ANGLED V SHAPE PER ECO FRIENDLY CARTON | [6 empty] | China | 700 | Gram (g) | 4897108884276 | 1 | 500*170*55 |  |  | 10 | 515*290*360 | 240 | 2x4x3 | 120x80.5x123 | 24 PORTS UNLOADED PATCH PANEL 1U DIRECT GROUNDING BLACK ANGLED V SHAPE | PANNEAU DE BRASSAGE VIDE 24 ports 1U MISE A LA TERRE DIRECTE NOIR EN V ANGULÉ
PANEL, SHELVES,DRAWERS | PANEL, SHELVES,DRAWERS |  |  |  | KSFP1UFP2412LCDSEF | 19" 1U PANEL FRONT PLATE 24 LC DUPLEX/LC QUAD EQUIPPED WITH 12 LC DUPLEX SINGLEMODE | [6 empty] | China | 279.2 | Gram (g) | 4897108884474 | 1 | 445*50*38.5 |  |  | 30 | 470*270*275 | 540 | 2x3x3 | 120*80*103 | #ERROR! |  | #REF!
PANEL, SHELVES,DRAWERS | PANEL, SHELVES,DRAWERS |  |  |  | KSFP1UFP2412LCDMEF | 19" 1U PANEL FRONT PLATE 24 LC DUPLEX/LC QUAD EQUIPPED WITH 12 LC DUPLEX MULTIMODE | [6 empty] | China | 279.2 | Gram (g) | 4897108884481 | 1 | 445*50*38.5 |  |  | 30 | 470*270*275 | 540 | 2x3x3 | 120*80*103 | #ERROR! |  | #REF!
PANEL, SHELVES,DRAWERS | PANEL, SHELVES,DRAWERS |  |  |  | KSFP1UFP2424LCDMEF | 19" 1U PANEL FRONT PLATE 24 LC DUPLEX/LC QUAD EQUIPPED WITH 24 LC DUPLEX MULTIMODE | [6 empty] | China | 312.4 | Gram (g) | 4897108884498 | 1 | 445*50*38.5 |  |  | 30 | 470*270*275 | 540 | 2x3x3 | 120*80*103 | #ERROR! |  | #REF!
PANEL, SHELVES,DRAWERS | PANEL, SHELVES,DRAWERS |  |  |  | KSFP1UFP2424LCDSEF | 19" 1U PANEL FRONT PLATE 24 LC DUPLEX/LC QUAD EQUIPPED WITH 24 LC DUPLEX SINGLEMODE | [6 empty] | China | 312.4 | Gram (g) | 4897108884504 | 1 | 445*50*38.5 |  |  | 30 | 470*270*275 | 540 | 2x3x3 | 120*80*103 | #ERROR! |  | #REF!
PANEL, SHELVES,DRAWERS | PANEL, SHELVES,DRAWERS |  |  |  | KSFP1UFP2412SCDSEF | 19" 1U PANEL FRONT PLATE 24 SC DUPLEX/LC QUAD EQUIPPED WITH 12 SC DUPLEX SINGLEMODE | [6 empty] | China | 307.4 | Gram (g) | 4897108884511 | 1 | 445*50*38.5 |  |  | 30 | 470*270*275 | 540 | 2x3x3 | 120*80*103 | #ERROR! |  | #REF!
PANEL, SHELVES,DRAWERS | PANEL, SHELVES,DRAWERS |  |  |  | KSFP1UFP2412SCDMEF | 19" 1U PANEL FRONT PLATE 24 SC DUPLEX/LC QUAD EQUIPPED WITH 12 SC DUPLEX MULTIMODE | [6 empty] | China | 307.4 | Gram (g) | 4897108884528 | 1 | 445*50*38.5 |  |  | 30 | 470*270*275 | 540 | 2x3x3 | 120*80*103 | #ERROR! |  | #REF!
PANEL, SHELVES,DRAWERS | PANEL, SHELVES,DRAWERS |  |  |  | KSFP1UFP2424SCDSEF | 19" 1U PANEL FRONT PLATE 24 SC DUPLEX/LC QUAD EQUIPPED WITH 24 SC DUPLEX SINGLEMODE | [6 empty] | China | 383.8 | Gram (g) | 4897108884535 | 1 | 445*50*38.5 |  |  | 30 | 470*270*275 | 540 | 2x3x3 | 120*80*103 | #ERROR! |  | #REF!
PANEL, SHELVES,DRAWERS | PANEL, SHELVES,DRAWERS |  |  |  | KSFP1UFP2424SCDMEF | 19" 1U PANEL FRONT PLATE 24 SC DUPLEX/LC QUAD EQUIPPED WITH 24 SC DUPLEX MULTIMODE | [6 empty] | China | 383.8 | Gram (g) | 4897108884542 | 1 | 445*50*38.5 |  |  | 30 | 470*270*275 | 540 | 2x3x3 | 120*80*103 | #ERROR! |  | #REF!
CABINET | CABINET HYBRID |  |  |  | KRH4288EDF | CABINET 19’’ EDF 42U 800X800 | [6 empty] | Turkey | [12 empty] | BAIE 19’’ EDF 42U 800X800 | CABINET 19’’ EDF 42U 800X800
UPS |  |  |  |  | KUPS1K90036 | 1kVA 900W 36VDC standard model, RT type | [6 empty] | China | 15.5 | Kilogram (kg) [KGM] | 4897108884696
UPS |  |  |  |  | KUPS2K180072 | 2kVA 1800W 72VDC standard model, RT type | [6 empty] | China | 25.6 | Kilogram (kg) [KGM] | 4897108884702
UPS |  |  |  |  | KUPS3K270096 | 3kVA 2700W 96VDC standard model, RT type | [6 empty] | China | 36.65 | Kilogram (kg) [KGM] | 4897108884719
UPS |  |  |  |  | KUPS6K6000192 | 6kVA 6kW 192VDC standard model, RT type | [6 empty] | China | 68 | Kilogram (kg) [KGM] | 4897108884726
UPS |  |  |  |  | KUPS10K10K192 | 10kVA 10kW 192VDC standard model, RT type | [6 empty] | China | 73 | Kilogram (kg) [KGM] | 4897108884733
UPS |  |  |  |  | KUPS20K20K192 | 20kVA 20kW 192VDC 3/1 long run model,RT type | [6 empty] | China | 28 | Kilogram (kg) [KGM] | 4897108884740
UPS |  |  |  |  | KUPSCARDSNMP | SNMP card | [6 empty] | China | 0.2 | Kilogram (kg) [KGM] | 4897108884757
OPTICAL FIBER CABLE | LOOSE TUBE UNIVERSAL |  |  |  | KFO6OS2CTZHD | 6FO OS2 CENTRAL LOOSE TUBE LSZH UNIVERSAL Dca YELLOW RAL1021 2000M DRUM | [6 empty] | Turkey | 55 | Kilogram (kg) [KGM] | 4897108884351 | 1 | [8 empty] | 6FO OS2 CENTRAL LOOSE TUBE LSZH UNIVERSAL Dca YELLOW RAL1021 | 6FO OS2 TUBE CENTRAL STRUCTURE LIBRE LSZH UNIVERSEL Dca JAUNE RAL1021 | #REF! | UKN-LTDLH-XX | #REF!
OPTICAL FIBER CABLE | LOOSE TUBE UNIVERSAL |  |  |  | KFO8OS2CTZHD | 8FO OS2 CENTRAL LOOSE TUBE LSZH UNIVERSAL Dca YELLOW RAL1021 2000M DRUM | [6 empty] | Turkey | 55 | Kilogram (kg) [KGM] | 4897108884368 | 1 | [8 empty] | 8FO OS2 CENTRAL LOOSE TUBE LSZH UNIVERSAL Dca YELLOW RAL1021 | 8FO OS2 TUBE CENTRAL STRUCTURE LIBRE LSZH UNIVERSEL Dca JAUNE RAL1021 | #REF! | UKN-LTDLH-XX | #REF!
OPTICAL FIBER CABLE | LOOSE TUBE UNIVERSAL |  |  |  | KFO12OS2CTZHD | 12FO OS2 CENTRAL LOOSE TUBE LSZH UNIVERSAL Dca YELLOW RAL1021 2000M DRUM | [6 empty] | Turkey | 55 | Kilogram (kg) [KGM] | 4897108884375 | 1 | [8 empty] | 12FO OS2 CENTRAL LOOSE TUBE LSZH UNIVERSAL Dca YELLOW RAL1021 | 12FO OS2 TUBE CENTRAL STRUCTURE LIBRE LSZH UNIVERSEL Dca JAUNE RAL1021 | #REF! | UKN-LTDLH-XX | #REF!
OPTICAL FIBER CABLE | LOOSE TUBE UNIVERSAL |  |  |  | KFO24OS2CTZHD | 24FO OS2 CENTRAL LOOSE TUBE LSZH UNIVERSAL Dca YELLOW RAL1021 2000M DRUM | [6 empty] | Turkey | 75 | Kilogram (kg) [KGM] | 4897108884382 | 1 | [8 empty] | 24FO OS2 CENTRAL LOOSE TUBE LSZH UNIVERSAL Dca YELLOW RAL1021 | 24FO OS2 TUBE CENTRAL STRUCTURE LIBRE LSZH UNIVERSEL Dca JAUNE RAL1021 | #REF! | UKN-LTDLH-XX | #REF!
OPTICAL FIBER CABLE | LOOSE TUBE UNIVERSAL |  |  |  | KFO6OM3CTZHD | 6FO OM3 CENTRAL LOOSE TUBE LSZH UNIVERSAL Dca TURQUOISE RAL6027 2000M DRUM | [6 empty] | Turkey | 55 | Kilogram (kg) [KGM] | 4897108884436 | 1 | [8 empty] | 6FO OM3 CENTRAL LOOSE TUBE LSZH UNIVERSAL Dca TURQUOISE RAL6027 | 6FO OM3 TUBE CENTRAL STRUCTURE LIBRE LSZH UNIVERSEL Dca TURQUOISE RAL6027 | #REF! | UKN-LTDLH-XX | #REF!
OPTICAL FIBER CABLE | LOOSE TUBE UNIVERSAL |  |  |  | KFO8OM4CTZHD | 8FO OM4 CENTRAL LOOSE TUBE LSZH UNIVERSAL Dca ERIKA VIOLET RAL4003 2000M DRUM | [6 empty] | Turkey | 55 | Kilogram (kg) [KGM] | 4897108884405 | 1 | [8 empty] | 8FO OM4 CENTRAL LOOSE TUBE LSZH UNIVERSAL Dca ERIKA VIOLET RAL4003 | 8FO OM4 TUBE CENTRAL STRUCTURE LIBRE LSZH UNIVERSEL Dca VIOLET ERIKA RAL4003 | #REF! | UKN-LTDLH-XX | #REF!
OPTICAL FIBER CABLE | LOOSE TUBE UNIVERSAL |  |  |  | KFO12OM3CTZHD | 12FO OM3 CENTRAL LOOSE TUBE LSZH UNIVERSAL Dca TURQUOISE RAL6027 2000M DRUM | [6 empty] | Turkey | 55 | Kilogram (kg) [KGM] | 4897108884344 | 1 | [8 empty] | 12FO OM3 CENTRAL LOOSE TUBE LSZH UNIVERSAL Dca TURQUOISE RAL6027 | 12FO OM3 TUBE CENTRAL STRUCTURE LIBRE LSZH UNIVERSEL Dca TURQUOISE RAL6027 | #REF! | UKN-LTDLH-XX | #REF!
OPTICAL FIBER CABLE | LOOSE TUBE UNIVERSAL |  |  |  | KFO24OM3CTZHD | 24FO OM3 CENTRAL LOOSE TUBE LSZH UNIVERSAL Dca AQUA RAL6027 2000M DRUM | [6 empty] | Turkey | 75 | Kilogram (kg) [KGM] | 4897108884665 | 1 | [10 empty] | #REF! | UKN-LTDLH-XX | #REF!
OPTICAL FIBER CABLE | LOOSE TUBE UNIVERSAL |  |  |  | KFO12OM4CTZHD | 12FO OM4 CENTRAL LOOSE TUBE LSZH UNIVERSAL Dca ERIKA VIOLET RAL4003 2000M DRUM | [6 empty] | Turkey | 55 | Kilogram (kg) [KGM] | 4897108884412 | 1 | [8 empty] | 12FO OM4 CENTRAL LOOSE TUBE LSZH UNIVERSAL Dca ERIKA VIOLET RAL4003 | 12FO OM4 TUBE CENTRAL STRUCTURE LIBRE LSZH UNIVERSEL Dca VIOLET ERIKA RAL4003 | #REF! | UKN-LTDLH-XX | #REF!
OPTICAL FIBER CABLE | LOOSE TUBE UNIVERSAL |  |  |  | KFO24OM4CTZHD | 24FO OM4 CENTRAL LOOSE TUBE LSZH UNIVERSAL Dca ERIKA VIOLET RAL4003 2000M DRUM | [6 empty] | Turkey | 55 | Kilogram (kg) [KGM] | 4897108884429 | 1 | [8 empty] | 24FO OM4 CENTRAL LOOSE TUBE LSZH UNIVERSAL Dca ERIKA VIOLET RAL4003 | 24FO OM4 TUBE CENTRAL STRUCTURE LIBRE LSZH UNIVERSEL Dca VIOLET ERIKA RAL4003 | #REF! | UKN-LTDLH-XX | #REF!
OPTICAL FIBER CABLE | LOOSE TUBE UNIVERSAL |  |  |  | KFO6OS2CTZHC | 6FO OS2 CENTRAL LOOSE TUBE LSZH UNIVERSAL Cca YELLOW RAL1021 2000M DRUM | [6 empty] | Turkey | 46 | Kilogram (kg) [KGM] | 4897108884948 | 1 | [8 empty] | 6FO OS2 CENTRAL LOOSE TUBE LSZH UNIVERSAL Cca YELLOW RAL1021 | 6FO OS2 TUBE CENTRAL STRUCTURE LIBRE LSZH UNIVERSEL Cca JAUNE RAL1021 | #REF! | UKN-LTCLH-XX | #REF!
OPTICAL FIBER CABLE | LOOSE TUBE UNIVERSAL |  |  |  | KFO12OS2CTZHC | 12FO OS2 CENTRAL LOOSE TUBE LSZH UNIVERSAL Cca YELLOW RAL1021 2000M DRUM | [6 empty] | Turkey | 55 | Kilogram (kg) [KGM] | 4897108884955 | 1 | [8 empty] | 12FO OS2 CENTRAL LOOSE TUBE LSZH UNIVERSAL Cca YELLOW RAL1021 | 12FO OS2 TUBE CENTRAL STRUCTURE LIBRE LSZH UNIVERSEL Cca JAUNE RAL1021 | #REF! | UKN-LTCLH-XX | #REF!
OPTICAL FIBER CABLE | LOOSE TUBE UNIVERSAL |  |  |  | KFO24OS2CTZHC | 24FO OS2 CENTRAL LOOSE TUBE LSZH UNIVERSAL Cca YELLOW RAL1021 2000M DRUM | [6 empty] | Turkey | 75 | Kilogram (kg) [KGM] | 4897108884962 | 1 | [8 empty] | 24FO OS2 CENTRAL LOOSE TUBE LSZH UNIVERSAL Cca YELLOW RAL1021 | 24FO OS2 TUBE CENTRAL STRUCTURE LIBRE LSZH UNIVERSEL Cca JAUNE RAL1021 | #REF! | UKN-LTCLH-XX | #REF!
OPTICAL FIBER CABLE | LOOSE TUBE UNIVERSAL |  |  |  | KFO12OM3CTZHC | 12FO OM3 CENTRAL LOOSE TUBE LSZH UNIVERSAL Cca TURQUOISE RAL6027 2000M DRUM | [6 empty] | Turkey | 55 | Kilogram (kg) [KGM] | 4897108884979 | 1 | [8 empty] | 12FO OM3 CENTRAL LOOSE TUBE LSZH UNIVERSAL Cca TURQUOISE RAL6027 | 12FO OM3 TUBE CENTRAL STRUCTURE LIBRE LSZH UNIVERSEL Cca TURQUOISE RAL6027 | #REF! | UKN-LTCLH-XX | #REF!
OPTICAL FIBER CABLE | LOOSE TUBE UNIVERSAL |  |  |  | KFO24OM3CTZHC | 24FO OM3 CENTRAL LOOSE TUBE LSZH UNIVERSAL Cca TURQUOISE RAL6027 2000M DRUM | [6 empty] | Turkey | 75 | Kilogram (kg) [KGM] | 4897108884986 | 1 | [8 empty] | 24FO OM3 CENTRAL LOOSE TUBE LSZH UNIVERSAL Cca TURQUOISE RAL6027 | 24FO OM3 TUBE CENTRAL STRUCTURE LIBRE LSZH UNIVERSEL Cca TURQUOISE RAL6027 | #REF! | UKN-LTCLH-XX | #REF!
OPTICAL FIBER CABLE | LOOSE TUBE UNIVERSAL |  |  |  | KFO6OM4CTZHC | 6FO OM4 CENTRAL LOOSE TUBE LSZH UNIVERSAL Cca ERIKA VIOLET RAL4003 2000M DRUM | [6 empty] | Turkey | 46 | Kilogram (kg) [KGM] | 4897108885044 | 1 | [10 empty] | UKN-LT6FOOM4CLH | UKN-LTCLH-XX
OPTICAL FIBER CABLE | LOOSE TUBE UNIVERSAL |  |  |  | KFO12OM4CTZHC | 12FO OM4 CENTRAL LOOSE TUBE LSZH UNIVERSAL Cca ERIKA VIOLET RAL4003 2000M DRUM | [6 empty] | Turkey | 55 | Kilogram (kg) [KGM] | 4897108885051 | 1 | [10 empty] | UKN-LT12FOOM4CLH | UKN-LTCLH-XX
OPTICAL FIBER CABLE | LOOSE TUBE UNIVERSAL |  |  |  | KFO24OM4CTZHC | 24FO OM4 CENTRAL LOOSE TUBE LSZH UNIVERSAL Cca ERIKA VIOLET RAL4003 2000M DRUM | [6 empty] | Turkey | 150 | Kilogram (kg) [KGM] | 4897108886157 | [9 empty] | 24FO OM4 CENTRAL LOOSE TUBE LSZH UNIVERSAL Cca ERIKA VIOLET RAL4003 | 24FO OM4 TUBE CENTRAL STRUCTURE LIBRE LSZH UNIVERSEL Cca VIOLET ERIKA RAL4003 | UKN-LT24FOOM4CLH | UKN-LTCLH-XX | UNIKKERN OPTICAL FIBER xx FO ZZZ x/125 CENTRAL TUBE LSZH Cca Certified NB 2184 ZZWWYY xxxxxxM
OPTICAL FIBER CABLE | LOOSE TUBE UNIVERSAL |  |  |  | KFO6OM3CTZHC | 6FO OM3 CENTRAL LOOSE TUBE LSZH UNIVERSAL Cca AQUA RAL6027 2000M DRUM | [6 empty] | Turkey | 110 | Kilogram (kg) [KGM] | 4897108886164 | [9 empty] | 6FO OM3 CENTRAL LOOSE TUBE LSZH UNIVERSAL Cca AQUA RAL6027 | 6FO OM3 TUBE CENTRAL STRUCTURE LIBRE LSZH UNIVERSEL Cca AQUA RAL6027 | UKN-LT6FOOM3CLH | UKN-LTCLH-XX | UNIKKERN OPTICAL FIBER xx FO ZZZ x/125 CENTRAL TUBE LSZH Cca Certified NB 2184 ZZWWYY xxxxxxM
OPTICAL FIBER CABLE | LOOSE TUBE UNIVERSAL |  |  |  | KFO4OM5CTZHCBLACK40 | 4FO OM5 CENTRAL LOOSE TUBE LSZH UNIVERSAL Cca BLACK RAL9005 4000M DRUM | [6 empty] | Turkey | 220 | Kilogram (kg) [KGM] | 4897108885341 | 1 | [8 empty] | 4FO OM5 CENTRAL LOOSE TUBE LSZH UNIVERSAL CCA BLACK RAL9005 | 4FO OM5 TUBE CENTRAL STRUCTURE LIBRE LSZH UNIVERSEL CCA NOIR RAL 9005 | UKN-LT4FOOM5CLH | UKN-LTCLH-XX | UNIKKERN OPTICAL FIBER xx FO ZZZ x/125 CENTRAL TUBE LSZH Cca Certified NB 2184 ZZWWYY xxxxxxM
OPTICAL FIBER CABLE | LOOSE TUBE UNIVERSAL |  |  |  | KFO12OM4CTAZHB2 | 12FO OM4 CENTRAL LOOSE TUBE ARMORED LSZH B2ca OUTDOOR ERIKA VIOLET RAL4003 2000M DRUM | [6 empty] | Turkey | 180 | Kilogram (kg) [KGM] | 4897108889042 | [9 empty] | #REF! | #REF! | UKN-LT12FOOM4ABLH | UKN-LTABLH-XX | UNIKKERN OPTICAL FIBER xx FO ZZZ x/125 CENTRAL TUBE LSZH B2ca Certified NB 2184 ZZWWYY xxxxxxM
OPTICAL FIBER CABLE | LOOSE TUBE UNIVERSAL |  |  |  | KFO24OM4CTAZHB2 | 24FO OM4 CENTRAL LOOSE TUBE ARMORED LSZH B2ca OUTDOOR ERIKA VIOLET RAL4003 2000M DRUM | [6 empty] | Turkey | 180 | Kilogram (kg) [KGM] | 4897108889059 | [9 empty] | #REF! | #REF! | UKN-LT24FOOM4ABLH | UKN-LTABLH-XX | UNIKKERN OPTICAL FIBER xx FO ZZZ x/125 CENTRAL TUBE LSZH B2ca Certified NB 2184 ZZWWYY xxxxxxM
OPTICAL FIBER CABLE | LOOSE TUBE UNIVERSAL |  |  |  | KFO24OS2CTAZHB2 | 24FO OS2 CENTRAL LOOSE TUBE ARMORED LSZH B2ca OUTDOOR YELLOW RAL 1021 2000M DRUM | [6 empty] | Turkey | 180 | Kilogram (kg) [KGM] | 4897108889066 | [9 empty] | #REF! | #REF! | UKN-LT24FOOS2ABLH | UKN-LTABLH-XX | UNIKKERN OPTICAL FIBER xx FO ZZZ x/125 CENTRAL TUBE LSZH B2ca Certified NB 2184 ZZWWYY xxxxxxM
OPTICAL FIBER CABLE | LOOSE TUBE UNIVERSAL |  |  |  | KFO12OS2CTAZHB2 | 12FO OS2 CENTRAL LOOSE TUBE ARMORED LSZH B2ca OUTDOOR YELLOW RAL 1021 2000M DRUM | [6 empty] | Turkey | 180 | Kilogram (kg) [KGM] | 4897108889073 | [9 empty] | #REF! | #REF! | UKN-LT12FOOS2ABLH | UKN-LTABLH-XX | UNIKKERN OPTICAL FIBER xx FO ZZZ x/125 CENTRAL TUBE LSZH B2ca Certified NB 2184 ZZWWYY xxxxxxM
OPTICAL FIBER CABLE | MULTI LOOSE TUBE |  |  |  | KFO96OS2MTZHAZHB2 | 96FO OS2 MULTI LOOSE TUBE ARMORDED DOUBLE JACKET LSZH B2ca OUTDOOR PURPLE 2000M DRUM | [6 empty] | Turkey |  | Kilogram (kg) [KGM] | 4897108889080 | [9 empty] | 96FO OS2 MULTI LOOSE TUBE ARMORDED DOUBLE JACKET LSZH B2ca OUTDOOR PURPLE | 96FO OS2 MULTITUBE STRUCTURE LIBRE ARME DOUBLE GAINE LSZH B2ca EXTÉRIEUR MAUVE | UKN-MT96FOOS2MTLHABLH | UKN-MTLHABLH-XX | UNIKKERN OPTICAL FIBER xx FO ZZZ x/125 MULTITUBE DOUBLE JACKET ARMORED LSZH B2ca Certified NB 2184 ZZWWYY xxxxxxM
OPTICAL FIBER CABLE | MULTI LOOSE TUBE |  |  |  | KFO48OS2MTZHC | 48FO OS2 MULTI LOOSE TUBE LSZH UNIVERSAL Cca YELLOW RAL1021 2000 DRUM | [6 empty] | Turkey | 380 | Kilogram (kg) [KGM] | 4897108885518 | [9 empty] | 48FO OS2 MULTI LOOSE TUBE LSZH UNIVERSAL Cca YELLOW RAL1021 | 48FO OS2 MULTI TUBE STRUCTURE LIBRE LSZH UNIVERSEL Cca JAUNE RAL1021
OPTICAL FIBER CABLE | MULTI LOOSE TUBE |  |  |  | KFO12OS2MTZHAZHB2 | 12FO OS2 MULTI LOOSE TUBE ARMORDED DOUBLE JACKET LSZH B2ca OUTDOOR ERIKA VIOLET RAL 4003 2000 DRUM | [6 empty] | Turkey | 490 | Kilogram (kg) [KGM] | 4897108885525 | [9 empty] | 12FO OS2 MULTI LOOSE TUBE ARMORDED DOUBLE JACKET LSZH B2ca OUTDOOR PURPLE | 12FO OS2 MULTITUBE STRUCTURE LIBRE ARME DOUBLE GAINE LSZH B2ca EXTÉRIEUR MAUVE
OPTICAL FIBER CABLE | MULTI LOOSE TUBE |  |  |  | KFO24OS2MTZHAZHB2 | 24FO OS2 MULTI LOOSE TUBE ARMORDED DOUBLE JACKET LSZH B2ca OUTDOOR ERIKA VIOLET RAL 4003 2000 DRUM | [6 empty] | Turkey | 490 | Kilogram (kg) [KGM] | 4897108885532 | [9 empty] | 24FO OS2 MULTI LOOSE TUBE ARMORDED DOUBLE JACKET LSZH B2ca OUTDOOR PURPLE | 24FO OS2 MULTITUBE STRUCTURE LIBRE ARME DOUBLE GAINE LSZH B2ca EXTÉRIEUR MAUVE
OPTICAL FIBER CABLE | MULTI LOOSE TUBE |  |  |  | KFO48OS2MTZHAZHB2 | 48FO OS2 MULTI LOOSE TUBE ARMORDED DOUBLE JACKET LSZH B2ca OUTDOOR ERIKA VIOLET RAL 4003 2000 DRUM | [6 empty] | Turkey | 490 | Kilogram (kg) [KGM] | 4897108885549 | [9 empty] | 48FO OS2 MULTI LOOSE TUBE ARMORDED DOUBLE JACKET LSZH B2ca OUTDOOR PURPLE | 48FO OS2 MULTITUBE STRUCTURE LIBRE ARME DOUBLE GAINE LSZH B2ca EXTÉRIEUR MAUVE
OPTICAL FIBER CABLE | LOOSE TUBE UNIVERSAL |  |  |  | KFO6OM3CT | [7 empty] | Turkey | 80 | Kilogram (kg) [KGM] | 4897108885259 | 1 | [8 empty] | 6FO OM3 CENTRAL LOOSE TUBE PEHD OUTDOOR BLACK RAL 9005 | 6FO OM3 TUBE CENTRAL STRUCTURE LIBRE PEHD EXTÉRIEUR NOIR RAL9005 | #REF! | UKN-LTPE-XX
OPTICAL FIBER CABLE | LOOSE TUBE UNIVERSAL |  |  |  | KFO12OM3CT | [7 empty] | Turkey | 80 | Kilogram (kg) [KGM] | 4897108885266 | 1 | [8 empty] | 12FO OM3 CENTRAL LOOSE TUBE PEHD OUTDOOR BLACK RAL9005 | 12FO OM3 TUBE CENTRAL STRUCTURE LIBRE PEHD EXTÉRIEUR NOIR RAL9005 | #REF! | UKN-LTPE-XX
OPTICAL FIBER CABLE | LOOSE TUBE UNIVERSAL |  |  |  | KFO6OS2CT | [7 empty] | Turkey | 80 | Kilogram (kg) [KGM] | 4897108885273 | 1 | [8 empty] | 6FO OS2 CENTRAL LOOSE TUBE PEHD OUTDOOR BLACK RAL9005 | 6FO OS2 TUBE CENTRAL STRUCTURE LIBRE PEHD EXTÉRIEUR NOIR RAL9005 | #REF! | UKN-LTPE-XX
OPTICAL FIBER CABLE | LOOSE TUBE UNIVERSAL |  |  |  | KFO12OS2CT | 12FO OS2 CENTRAL LOOSE TUBE UNIVERSAL PEHD OUTDOOR BLACK RAL9005 2000M DRUM | [6 empty] | Turkey | 40 | Kilogram (kg) [KGM] | 4897108884672 | 1 | [8 empty] | 12FO OS2 CENTRAL LOOSE TUBE PEHD OUTDOOR BLACK 2000M | 12FO OS2 TUBE CENTRAL STRUCTURE LIBRE PEHD EXTÉRIEUR NOIR RAL9005 | #REF! | UKN-LTPE-XX | #REF!
OPTICAL FIBER CABLE | LOOSE TUBE UNIVERSAL |  |  |  | KFO12OS2CT30 | [7 empty] | Turkey | 120 | Kilogram (kg) [KGM] | 4897108885327 | 1 | [8 empty] | 12FO OS2 CENTRAL LOOSE TUBE PEHD OUTDOOR BLACK 3000M | 12FO OS2 TUBE CENTRAL STRUCTURE LIBRE PEHD EXTÉRIEUR NOIR RAL9005 | UKN-LT12FOOS2PE | UKN-LTPE-XX | UNIKKERN OPTICAL FIBER xx FO ZZZ x/125 CENTRAL TUBE PEHD Fca ZZWWYY xxxxxxM
OPTICAL FIBER CABLE | LOOSE TUBE UNIVERSAL |  |  |  | KFO12OS2CT40 | [7 empty] | Turkey | 160 | Kilogram (kg) [KGM] | 4897108885280 | 1 | [8 empty] | 12FO OS2 CENTRAL LOOSE TUBE PEHD OUTDOOR BLACK 4000M | 12FO OS2 TUBE CENTRAL STRUCTURE LIBRE PEHD EXTÉRIEUR NOIR RAL9005 | UKN-LT12FOOS2PE | UKN-LTPE-XX | UNIKKERN OPTICAL FIBER xx FO ZZZ x/125 CENTRAL TUBE PEHD Fca ZZWWYY xxxxxxM
OPTICAL FIBER CABLE | LOOSE TUBE UNIVERSAL |  |  |  | KFO24OS2CT | 24FO OS2 CENTRAL LOOSE TUBE UNIVERSAL PEHD OUTDOOR BLACK RAL9005 2000M DRUM | [6 empty] | Turkey | 40 | Kilogram (kg) [KGM] | 4897108884689 | 1 | [8 empty] | 24FO OS2 CENTRAL LOOSE TUBE PEHD OUTDOOR BLACK 2000M | 24FO OS2 TUBE CENTRAL STRUCTURE LIBRE PEHD EXTÉRIEUR NOIR RAL9005 | #REF! | UKN-LTPE-XX | #REF!
OPTICAL FIBER CABLE | LOOSE TUBE UNIVERSAL |  |  |  | KFO24OS2CTA | 24FO OS2 CENTRAL LOOSE TUBE ARMORED PEHD OUTDOOR BLACK RAL9005 2000M DRUM | [6 empty] | Turkey | 70 | Kilogram (kg) [KGM] | 4897108884399 | 1 | [8 empty] | 24FO OS2 CENTRAL LOOSE TUBE ARMORED PEHD OUTDOOR BLACK RAL9005 | 24FO OS2TUBE CENTRAL STRUCTURE LIBRE ARMÉ PEHD EXTÉRIEUR NOIR RAL9005 | #REF! | UKN-LTAPE-XX | #REF!
OPTICAL FIBER CABLE | LOOSE TUBE UNIVERSAL |  |  |  | KFO24OS2CTABLE20 | 24FO OS2 CENTRAL LOOSE TUBE ARMORED PEHD OUTDOOR BLUE RAL5012 2000M DRUM | [6 empty] | Turkey | 70 | Kilogram (kg) [KGM] | 4897108884771 | 1 | [8 empty] | 24FO OS2 CENTRAL LOOSE TUBE ARMORED PEHD OUTDOOR BLUE RAL5012 | 24FO OS2 TUBE CENTRAL STRUCTURE LIBRE ARMÉ PEHD EXTÉRIEUR BLEU RAL5012 | UKN-LT24FOOS2APE | UKN-LTAPE-XX | #REF!
OPTICAL FIBER CABLE | LOOSE TUBE UNIVERSAL |  |  |  | KFO8OM3CTZHD40 | 8FO OM3 CENTRAL LOOSE TUBE LSZH UNIVERSAL Dca AQUA RAL6027 4000 DRUM | [6 empty] | Turkey | 220 | Kilogram (kg) [KGM] | 4897108886423 | [9 empty] | 8FO OM3 CENTRAL LOOSE TUBE LSZH UNIVERSAL Dca TURQUOISE RAL6027 | 12FO OM3 TUBE CENTRAL STRUCTURE LIBRE LSZH UNIVERSEL Dca TURQUOISE RAL6027 | UKN-LT8FOOM3DLH | UKN-LTDLH-XX
OPTICAL FIBER CABLE | LOOSE TUBE UNIVERSAL |  |  |  | KFO24OM3CTZHD40 | 24FO OM3 CENTRAL LOOSE TUBE LSZH UNIVERSAL Dca AQUA RAL6027 4000 DRUM | [6 empty] | Turkey | 300 | Kilogram (kg) [KGM] | 4897108886430 | [9 empty] | 24FO OM3 CENTRAL LOOSE TUBE LSZH UNIVERSAL Dca TURQUOISE RAL6027 | 24FO OM3 TUBE CENTRAL STRUCTURE LIBRE LSZH UNIVERSEL Dca TURQUOISE RAL6027 | UKN-LT24FOOM3DLH | UKN-LTDLH-XX
OPTICAL FIBER CABLE | MULTI LOOSE TUBE |  |  |  | KFO48OM3MTZHD40 | 48FO OM3 MULTI LOOSE TUBE LSZH UNIVERSAL Dca AQUA RAL6027 4000 DRUM | [6 empty] | Turkey | 700 | Kilogram (kg) [KGM] | 4897108886447 | [9 empty] | 48FO OM3 MULTI LOOSE TUBE LSZH UNIVERSAL Dca TURQUOISE RAL6027 | 48FO OS2 MULTI TUBE STRUCTURE LIBRE LSZH UNIVERSEL Dca TURQUOISE RAL6027 | UKN-MT48FOOM3DLH | UKN-MTDLH-XX
OPTICAL FIBER CABLE | LOOSE TUBE UNIVERSAL |  |  |  | KFO24OM3CT | 24FO OM3 CENTRAL LOOSE TUBE PEHD OUTDOOR BLACK RAL9005 2000 DRUM | [6 empty] | Turkey | 160 | Kilogram (kg) [KGM] | 4897108886454 | [9 empty] | 24FO OM3 CENTRAL LOOSE TUBE PEHD OUTDOOR BLACK RAL 9005 | 24FO OM3 TUBE CENTRAL STRUCTURE LIBRE PEHD EXTÉRIEUR NOIR RAL9005 | UKN-LT24FOOM3PE | UKN-LTPE-XX
OPTICAL FIBER CABLE | MULTI LOOSE TUBE |  |  |  | KFO48OM4MTZHD40 | 48FO OM4 MULTI LOOSE TUBE LSZH UNIVERSAL Dca ERIKA VIOLET RAL4003 4000 DRUM | [6 empty] | Turkey | 700 | Kilogram (kg) [KGM] | 4897108886461 | [9 empty] | 48FO OM4 MULTI LOOSE TUBE LSZH UNIVERSAL Dca ERIKA VIOLET RAL4003 | 48FO OM4 MULTI TUBE STRUCTURE LIBRE LSZH UNIVERSEL Dca VIOLET ERIKA RAL4003 | UKN-MT48FOOM4DLH | UKN-MTDLH-XX
OPTICAL FIBER CABLE | LOOSE TUBE UNIVERSAL |  |  |  | KFO24OM4CTZHD40 | 24FO OM4 CENTRAL LOOSE TUBE LSZH UNIVERSAL Dca ERIKA VIOLET RAL4003 4000 DRUM | [6 empty] | Turkey | 220 | Kilogram (kg) [KGM] | 4897108886478 | [9 empty] | 24FO OM4 CENTRAL LOOSE TUBE LSZH UNIVERSAL Dca ERIKA VIOLET RAL4003 | 24FO OM3 TUBE CENTRAL STRUCTURE LIBRE LSZH UNIVERSEL Dca VIOLET ERIKA RAL4003 | UKN-LT24FOOM4DLH | UKN-LTDLH-XX
OPTICAL FIBER CABLE | LOOSE TUBE UNIVERSAL |  |  |  | KFO24OS2CTA40 | 24FO OS2 CENTRAL LOOSE TUBE ARMORED PEHD OUTDOOR BLACK RAL9005 4000 DRUM | [6 empty] | Turkey | 280 | Kilogram (kg) [KGM] | 4897108886485 | [9 empty] | 24FO OS2 CENTRAL LOOSE TUBE ARMORED PEHD OUTDOOR BLACK RAL9005 | 24FO OS2TUBE CENTRAL STRUCTURE LIBRE ARMÉ PEHD EXTÉRIEUR NOIR RAL9005 | UKN-LT24FOOS2APE | UKN-LTAPE-XX
OPTICAL FIBER CABLE | MULTI LOOSE TUBE |  |  |  | KFO48OS2MTA40 | 48FO OS2 MULTI LOOSE TUBE ARMORDED PEHD OUTDOOR BLACK RAL 9005 4000 DRUM | [6 empty] | Turkey | 560 | Kilogram (kg) [KGM] | 4897108886492 | [9 empty] | 48FO OS2 MULTI LOOSE TUBE ARMORDED PEHD OUTDOOR BLACK RAL 9005 | 48FO OS2 MULTITUBE STRUCTURE LIBRE ARMÉ PEHD EXTÉRIEUR NOIR RAL9005 | UKN-MTA48FOOS2PE | UKN-MTAPE-XX
OPTICAL FIBER CABLE | MULTI LOOSE TUBE |  |  |  | KFO48OS2MTZHD40 | 48FO OS2 MULTI LOOSE TUBE LSZH UNIVERSAL Dca YELLOW RAL1021 4000 DRUM | [6 empty] | Turkey | 700 | Kilogram (kg) [KGM] | 4897108886508 | [9 empty] | 48FO OS2 MULTI LOOSE TUBE LSZH UNIVERSAL Dca YELLOW RAL1021 | 48FO OS2 MULTI TUBE STRUCTURE LIBRE LSZH UNIVERSEL Dca JAUNE RAL1021 | UKN-MT48FOOS2DLH | UKN-MTDLH-XX
OPTICAL FIBER CABLE | MULTI LOOSE TUBE |  |  |  | KFO48OS2MTAZHBLE40 | 48FO OS2 MULTI LOOSE TUBE ARMORDED LSZH Eca INDOOR OUTDOOR BLUE RAL 5012 4000M DRUM |  |  | Eca |  |  |  | Turkey | 180 | Kilogram (kg) [KGM] | 4897108884597 | 1 | [8 empty] | 48FO OS2 MULTI LOOSE TUBE ARMORDED LSZH Eca INDOOR OUTDOOR BLUE RAL 5012 | 48FO OS2 MULTI TUBE STRUCTURE LIBRE ARMÉ LSZH Eca INTÉRIERE EXTÉRIEUR BLEUE RAL 5012 | #REF! | #REF! | #REF!
OPTICAL FIBER CABLE | MULTI LOOSE TUBE |  |  |  | KFO48OS2MTAZHBLE30 | 48FO OS2 MULTI LOOSE TUBE ARMORDED LSZH Eca INDOOR OUTDOOR BLUE RAL 5012 3000M DRUM |  |  | Eca |  |  |  | Turkey | 180 | Kilogram (kg) [KGM] | 4897108884603 | 1 | [8 empty] | 48FO OS2 MULTI LOOSE TUBE ARMORDED LSZH Eca INDOOR OUTDOOR BLUE RAL 5012 | 48FO OS2 MULTI TUBE STRUCTURE LIBRE ARMÉ LSZH Eca INTÉRIERE EXTÉRIEUR BLEUE RAL 5012 | #REF! | #REF! | #REF!
OPTICAL FIBER CABLE | MULTI LOOSE TUBE |  |  |  | KFO24OS2MTBLE15 | 24FO OS2 MULTI LOOSE TUBE PEHD Fca OUTDOOR BLUE RAL5015 1500M DRUM |  |  | Fca |  |  |  | Turkey | 170 | Kilogram (kg) [KGM] | 4897108884863 | 1 | [10 empty] | #REF! | #REF! | #REF!
OPTICAL FIBER CABLE | MULTI LOOSE TUBE |  |  |  | KFO24OS2MTBLE25 | 24FO OS2 MULTI LOOSE TUBE PEHD Fca OUTDOOR BLUE RAL5015 2500M DRUM |  |  | Fca |  |  |  | Turkey | 260 | Kilogram (kg) [KGM] | 4897108884870 | 1 | [10 empty] | #REF! | #REF! | #REF!
OPTICAL FIBER CABLE | MULTI LOOSE TUBE |  |  |  | KFO24OS2MTBLE25 | 48FO OS2 MULTI LOOSE TUBE PEHD Fca OUTDOOR BLUE RAL5015 2000M DRUM |  |  | Fca |  |  |  | Turkey | 420 | Kilogram (kg) [KGM] | 4897108884887 | 1 | [10 empty] | #REF! | #REF! | #REF!
OPTICAL FIBER CABLE | MULTI LOOSE TUBE |  |  |  | KFO48OS2MTBLE25 | 48FO OS2 MULTI LOOSE TUBE PEHD Fca OUTDOOR BLUE RAL5015 2500M DRUM |  |  | Fca |  |  |  | Turkey | 260 | Kilogram (kg) [KGM] | 4897108884894 | 1 | [10 empty] | #REF! | #REF! | #REF!
OPTICAL FIBER CABLE | LOOSE TUBE UNIVERSAL |  |  |  | KFO24OS2CTAZHBLE20 | 24FO OS2 CENTRAL LOOSE TUBE ARMORDED LSZH Eca INDOOR OUTDOOR BLUE RAL 5012 2000M DRUM |  |  | Eca |  |  |  | Turkey | 90 | Kilogram (kg) [KGM] | 4897108884610 | 1 | [8 empty] | 24FO OS2 CENTRAL LOOSE TUBE ARMORDED LSZH Eca INDOOR OUTDOOR BLUE RAL 5012 | 24FO OS2 TUBE CENTRAL STRUCTURE LIBRE ARMÉ LSZH Eca INTÉRIERE EXTÉRIEUR BLEUE RAL 5012 | #REF! | #REF! | #REF!
OPTICAL FIBER CABLE | LOOSE TUBE UNIVERSAL |  |  |  | KFO12OS2CTA | 12FO OS2 CENTRAL LOOSE TUBE ARMORED PEHD OUTDOOR BLACK RAL9005 2000M DRUM |  |  | Fca |  |  |  | Turkey | 70 | Kilogram (kg) [KGM] | 4897108884627 | 1 | [8 empty] | 12FO OS2 CENTRAL LOOSE TUBE ARMORED PEHD OUTDOOR BLACK RAL9005 | 12FO OS2TUBE CENTRAL STRUCTURE LIBRE ARMÉ PEHD EXTÉRIEUR NOIR RAL9005 | #REF! | #REF! | #REF!
OPTICAL FIBER CABLE | LOOSE TUBE UNIVERSAL |  |  |  | KFO6OS2CTRZHD | 6FO OS2 CENTRAL LOOSE TUBE 2kN LSZH UNIVERSAL Dca YELLOW RAL1021 2000M DRUM |  |  | Dca |  |  |  | Turkey | 46 | Kilogram (kg) [KGM] | 4897108884634 | 1 | [8 empty] | 6FO OS2 CENTRAL LOOSE TUBE 2kN LSZH UNIVERSAL Dca YELLOW RAL1021 | 6FO OS2 TUBE CENTRAL STRUCTURE LIBRE 2kN LSZH UNIVERSEL Dca JAUNE RAL1021 | #REF! | UKN-LTDLH-XX | #REF!
CONTROL CABLE | SONO |  |  |  | KSONO2X15ZHB2BR10 |  |  |  | B2ca |  |  |  | Turkey | 248 | Kilogram (kg) [KGM] | 4897108885037 | 1 | [8 empty] | CONTROL CABLE HSLCH 300/500V LSZH B2CA BROWN 1000M | CONTROL CÂBLE HSLCH 200/500V LSZH B2CA MARRON 1000M | UKN-SONO215MMB2 | UKN-SONOB2-E02 | #REF!
CONTROL CABLE | SONO |  |  |  | KSONO4X15ZHB2BR10 |  |  |  | B2ca |  |  |  | Turkey | 322 | Kilogram (kg) [KGM] | 4897108884917 | 1 | [8 empty] | CONTROL CABLE HSLCH 300/500V LSZH B2CA BROWN 1000M | CONTROL CÂBLE HSLCH 200/500V LSZH B2CA MARRON 1000M | UKN-SONO415MMB2 | UKN-SONOB2-E02 | #REF!
CONTROL CABLE | SONO |  |  |  | KSONO7X15ZHB2BR10 |  |  |  | B2ca |  |  |  | Turkey | 437 | Kilogram (kg) [KGM] | 4897108884924 | 1 | [8 empty] | CONTROL CABLE HSLCH 300/500V LSZH B2CA BROWN 1000M | CONTROL CÂBLE HSLCH 200/500V LSZH B2CA MARRON 1000M | UKN-SONO715MMB2 | UKN-SONOB2-E02 | #REF!
CONTROL CABLE | SONO |  |  |  | KSONO8X15ZHB2BR10 |  |  |  | B2ca |  |  |  | Turkey | 517 | Kilogram (kg) [KGM] | 4897108885297 | 1 | [8 empty] | CONTROL CABLE HSLCH 300/500V LSZH B2CA BROWN 1000M | CONTROL CÂBLE HSLCH 200/500V LSZH B2CA MARRON 1000M | UKN-SONO815MMB2 | UKN-SONOB2-E02 | #REF!
CONTROL CABLE | SONO |  |  |  | KSONO12X15ZHB2BR10 |  |  |  | B2ca |  |  |  | Turkey | 626 | Kilogram (kg) [KGM] | 4897108885303 | 1 | [8 empty] | CONTROL CABLE HSLCH 300/500V LSZH B2CA BROWN 1000M | CONTROL CÂBLE HSLCH 200/500V LSZH B2CA MARRON 1000M | UKN-SONO1215MMB2 | UKN-SONOB2-E02 | #REF!
CONTROL CABLE | SONO |  |  |  | KSONO24X15ZHB2BR10 |  |  |  | B2ca |  |  |  | Turkey | 1058 | Kilogram (kg) [KGM] | 4897108885310 | 1 | [8 empty] | CONTROL CABLE HSLCH 300/500V LSZH B2CA BROWN 1000M | CONTROL CÂBLE HSLCH 200/500V LSZH B2CA MARRON 1000M | UKN-SONO2415MMB2 | UKN-SONOB2-E02 | #REF!
CONTROL CABLE | SONO |  |  |  | KSONO4X15ZHNAB2BR10 |  |  |  | B2ca |  |  |  | Turkey | 180 | Kilogram (kg) [KGM] | 4897108885501 | 1 | [8 empty] | CONTROL CABLE HSLCH 300/500V NON ARMORED LSZH B2CA BROWN 1000M | CONTROL CÂBLE HSLCH 300/500V NON ARME LSZH B2CA MARRON 1000M | UKN-SONONA415MMB2 | UKN-SONOB2-E02 | Syskern SONO CONTROL COMMAND NON ARMORED 4x1.5mm² 300/500V EN50575 B2ca E02WWYY CE xxxxxxM
CABINET | WALL CABINET START |  |  |  | KWA660F | CABINET 4-19'' 6U 570x600 UNASSEMBLED BLACK | [7 empty] | 19 | Kilogram (kg) [KGM] | 4897108885068 | 1 | [8 empty] | CABINET 4-19'' 6U 570x600 UNASSEMBLED BLACK | COFFRET 4-19" 6U 570x600 NON MONTE NOIR
CABINET | WALL CABINET START |  |  |  | KWA960F | CABINET 4-19'' 9U 570x600 UNASSEMBLED BLACK | [7 empty] | 22 | Kilogram (kg) [KGM] | 4897108885075 | 1 | [8 empty] | CABINET 4-19'' 9U 570x600 UNASSEMBLED BLACK | COFFRET 4-19" 9U 570x600 NON MONTE NOIR
CABINET | WALL CABINET START |  |  |  | KWA1260F | CABINET 4-19'' 12U 570x600 UNASSEMBLED BLACK | [7 empty] | 26 | Kilogram (kg) [KGM] | 4897108885082 | 1 | [8 empty] | CABINET 4-19'' 12U 570x600 UNASSEMBLED BLACK | COFFRET 4-19" 12U 570x600 NON MONTE NOIR
CABINET | WALL CABINET START |  |  |  | KWA1560F | CABINET 4-19'' 15U 570x600 UNASSEMBLED BLACK | [7 empty] | 30 | Kilogram (kg) [KGM] | 4897108885099 | 1 | [8 empty] | CABINET 4-19'' 15U 570x600 UNASSEMBLED BLACK | COFFRET 4-19" 15U 570x600 NON MONTE NOIR
CABINET | WALL CABINET START |  |  |  | KWA1860F | CABINET 4-19'' 18U 570x600 UNASSEMBLED BLACK | [7 empty] | 34 | Kilogram (kg) [KGM] | 4897108885105 | 1 | [8 empty] | CABINET 4-19'' 18U 570x600 UNASSEMBLED BLACK | COFFRET 4-19" 18U 570x600 NON MONTE NOIR
CABINET | WALL CABINET START |  |  |  | KWA2260F | CABINET 4-19'' 22U 570x600 UNASSEMBLED BLACK | [7 empty] | 39.5 | Kilogram (kg) [KGM] | 4897108885112 | 1 | [8 empty] | CABINET 4-19'' 22U 570x600 UNASSEMBLED BLACK | COFFRET 4-19" 22U 570x600 NON MONTE NOIR
CABINET | WALL CABINET START |  |  |  | KWA645F | CABINET 2-19'' 6U 570x450 UNASSEMBLED BLACK | [7 empty] | 15 | Kilogram (kg) [KGM] | 4897108885129 | 1 | [8 empty] | CABINET 2-19'' 6U 570x450 UNASSEMBLED BLACK | COFFRET 2-19" 6U 570x450 NON MONTE NOIR
CABINET | WALL CABINET START |  |  |  | KWA945F | CABINET 2-19'' 9U 570x450 UNASSEMBLED BLACK | [7 empty] | 19 | Kilogram (kg) [KGM] | 4897108885136 | 1 | [8 empty] | CABINET 2-19'' 9U 570x450 UNASSEMBLED BLACK | COFFRET 2-19" 9U 570x450 NON MONTE NOIR
CABINET | WALL CABINET START |  |  |  | KWA1245F | CABINET 2-19'' 12U 570x450 UNASSEMBLED BLACK | [7 empty] | 22.5 | Kilogram (kg) [KGM] | 4897108885143 | 1 | [8 empty] | CABINET 2-19'' 12U 570x450 UNASSEMBLED BLACK | COFFRET 2-19" 12U 570x450 NON MONTE NOIR
CABINET | WALL CABINET START |  |  |  | KWA1545F | CABINET 2-19'' 15U 570x450 UNASSEMBLED BLACK | [7 empty] | 25.8 | Kilogram (kg) [KGM] | 4897108885150 | 1 | [8 empty] | CABINET 2-19'' 15U 570x450 UNASSEMBLED BLACK | COFFRET 2-19" 15U 570x450 NON MONTE NOIR
CABINET | WALL CABINET START |  |  |  | KWA1845F | CABINET 2-19'' 18U 570x450 UNASSEMBLED BLACK | [7 empty] | 31.5 | Kilogram (kg) [KGM] | 4897108885167 | 1 | [8 empty] | CABINET 2-19'' 18U 570x450 UNASSEMBLED BLACK | COFFRET 2-19" 18U 570x450 NON MONTE NOIR
CABINET | WALL CABINET START |  |  |  | KWA2245F | CABINET 2-19'' 22U 570x450 UNASSEMBLED BLACK | [7 empty] | 35 | Kilogram (kg) [KGM] | 4897108885174 | 1 | [8 empty] | CABINET 2-19'' 22U 570x450 UNASSEMBLED BLACK | COFFRET 2-19" 22U 570x450 NON MONTE NOIR
CABINET | NETWORK CABINET START |  |  |  | KRS42810DG2 | NETWORK CABINET "GRID" 42U 800x1000 19' DOUBLE FRONT/REAR PERFORATED DOORS | [6 empty] | Turkey | 114 | Kilogram (kg) [KGM] | 4897108885204 | 1 | [8 empty] | NETWORK CABINET "GRID" 42U 800x1000 19' DOUBLE FRONT/REAR PERFORATED DOORS
CABINET | NETWORK CABINET START |  |  |  | KRS42810DP2 | NETWORK CABINET "START" 42U 800x1000 19 INCH DOUBLE FRONT/REAR PERFORATED DOORS | [6 empty] | Turkey | 114 | Kilogram (kg) [KGM] | 4897108885853 | 1 | [8 empty] | NETWORK CABINET "START" 42U 800x1000 19 INCH DOUBLE FRONT/REAR PERFORATED DOORS | BAIE RESEAU "START" 42U 800x1000 19 POUCES DOUBLE PORTE AV/AR PERFOREES
CABINET | NETWORK CABINET START |  |  |  | KRS4288DGR | NETWORK CABINET "START" 42U 800x800 19 INCH DOUBLE GLASS DOORS - REAR PANEL | [6 empty] | Turkey | 95 | Kilogram (kg) [KGM] | 4897108885860 | 1 | [8 empty] | NETWORK CABINET "START" 42U 800x800 19 INCH DOUBLE GLASS DOORS - REAR PANEL | BAIE RESEAU "START" 42U 800x800 19 POUCES DOUBLE PORTE AV VITREE - PANNEAU AR
CABINET | NETWORK CABINET START |  |  |  | KRS4286DGR | NETWORK CABINET "START" 42U 800x600 19 INCH DOUBLE GLASS DOORS - REAR PANEL | [6 empty] | Turkey | 92 | Kilogram (kg) [KGM] | 4897108885877 | 1 | [8 empty] | NETWORK CABINET "START" 42U 800x600 19 INCH DOUBLE GLASS DOORS - REAR PANEL | BAIE RESEAU "START" 42U 800x600 19 POUCES DOUBLE PORTE AV VITREE - PANNEAU AR
CABINET | NETWORK CABINET START |  |  |  | KRS4266SGR | NETWORK CABINET "START" 42U 600x600 19 INCH SINGLE GLASS DOOR - REAR PANEL | [6 empty] | Turkey | 73.5 | Kilogram (kg) [KGM] | 4897108885884 | 1 | [8 empty] | NETWORK CABINET "START" 42U 600x600 19 INCH SINGLE GLASS DOOR - REAR PANEL | BAIE RESEAU "START" 42U 600x600 19 POUCES PORTE AV VITREE SIMPLE - PANNEAU AR
CABINET | NETWORK CABINET GRID |  |  |  | KRG4288DP2 | NETWORK CABINET "GRID" 42U 800x800 19 INCH DOUBLE FRONT/REAR PERFORATED DOORS | [6 empty] | Turkey | 95 | Kilogram (kg) [KGM] | 4897108885891 | 1 | [8 empty] | NETWORK CABINET "GRID" 42U 800x800 19 INCH DOUBLE FRONT/REAR PERFORATED DOORS | BAIE RESEAU "GRID" 42U 800x800 19 POUCES DOUBLE PORTE AV/AR PERFOREES
CABINET | NETWORK CABINET START |  |  |  | KRS4288SGR | NETWORK CABINET "START" 42U 800x800 19 INCH SINGLE GLASS DOORS - REAR PANEL | [6 empty] | Turkey | 95 | Kilogram (kg) [KGM] | 4897108885907 | 1 | [8 empty] | NETWORK CABINET "START" 42U 800x800 19 INCH SINGLE GLASS DOORS - REAR PANEL | BAIE RESEAU "START" 42U 800x800 19 POUCES PORTE AV VITREE SIMPLE - PANNEAU AR
CABINET | NETWORK CABINET GRID |  |  |  | KRG42810DP2 | NETWORK CABINET "GRID" 42U 800x1000 19 INCH DOUBLE FRONT/REAR PERFORATED DOORS | [6 empty] | Turkey | 114 | Kilogram (kg) [KGM] | 4897108885914 | 1 | [8 empty] | NETWORK CABINET "GRID" 42U 800x1000 19 INCH DOUBLE FRONT/REAR PERFORATED DOORS | BAIE RESEAU "GRID" 42U 800x1000 19 POUCES POUCES DOUBLE PORTE AV/AR PERFOREES
CABINET | NETWORK CABINET GRID |  |  |  | KRG4288DGR | NETWORK CABINET "GRID" 42U 800x800 19 INCH DOUBLE FRONT GLASS DOOR - FULL REAR | [6 empty] | Turkey | 95 | Kilogram (kg) [KGM] | 4897108885921 | 1 | [8 empty] | NETWORK CABINET "GRID" 42U 800x800 19 INCH DOUBLE FRONT GLASS DOOR - FULL REAR | BAIE RESEAU "GRID" 42U 800x800 19 POUCES DOUBLE PORTE AV VITREE - PANNEAU AR
CABINET | WALL CABINET GRID |  |  |  | KWG09600SG | WALL MOUNTED RACK "GRID" 9U 565x600 19 INCH - BLACK | [6 empty] | Turkey | 20 | Kilogram (kg) [KGM] | 4897108885938 | 1 | [8 empty] | WALL MOUNTED RACK "GRID" 9U 565x600 19 INCH - BLACK | COFFRET 19 POUCES "GRID" 9U 565x600 - NOIR
[5 empty] | KRS2466SGR | NETWORK CABINET "START" 24U 600x600 19 INCH SINGLE GLASS DOOR - REAR PANEL | [6 empty] | Turkey | 55.5 | Kilogram (kg) [KGM] | 4897108888793 | [9 empty] | NETWORK CABINET "START" 24U 600x600 19 INCH SINGLE GLASS DOOR - REAR PANEL | BAIE RESEAU "START" 24U 600x600 19 POUCES PORTE AV VITREE SIMPLE - PANNEAU AR
CABINET | WALL CABINET IP55 |  |  |  | KWI07600 | IP 55 WALL MOUNTED RACK 7U 600x600 19 INCH - LIGHT GREY | [6 empty] | Turkey | 33 | Kilogram (kg) [KGM] | 4897108885945 | 1 | [8 empty] | IP 55 WALL MOUNTED RACK 7U 600x600 19 INCH - LIGHT GREY | COFFRET 19 POUCES IP55 7U 600x600 - GRIS CLAIR
CABINET | WALL CABINET IP55 |  |  |  | KWI07600FDRA | IP 55 WALL MOUNTED RACK 7U 600x600 19 INCH REMOVABLE SIDE PANEL - LIGHT GREY | [6 empty] | Turkey | 36 | Kilogram (kg) [KGM] | 4897108885952 | 1 | [8 empty] | IP 55 WALL MOUNTED RACK 7U 600x600 19 INCH REMOVABLE SIDE PANEL - LIGHT GREY | COFFRET 19 POUCES IP55 7U 600x600 PANNEAU LATERAL AMOVIBLE - GRIS CLAIR
CABINET | WALL CABINET IP55 |  |  |  | KWI09600SGRA | IP 55 WALL MOUNTED RACK 9U 600x600 19 INCH FRONT GLASS DOOR & REMOVABLE SIDE PANEL - LIGHT GREY | [6 empty] | Turkey | 36 | Kilogram (kg) [KGM] | 4897108885990 | [9 empty] | IP 55 WALL MOUNTED RACK 9U 600x600 19 INCH FRONT GLASS DOOR & REMOVABLE SIDE PANEL - LIGHT GREY | COFFRET 19 POUCES IP55 9U 600x600 PORTE AVANT VERRE & PANNEAU LATERAL AMOVIBLE - GRIS CLAIR
CABINET | WALL CABINET IP55 |  |  |  | KWI12600SGRA | IP 55 WALL MOUNTED RACK 12U 600x600 19 INCH FRONT GLASS DOOR & REMOVABLE SIDE PANEL - LIGHT GREY | [6 empty] | Turkey | 41 | Kilogram (kg) [KGM] | 4897108886003 | [9 empty] | IP 55 WALL MOUNTED RACK 12U 600x600 19 INCH FRONT GLASS DOOR & REMOVABLE SIDE PANEL - LIGHT GREY | COFFRET 19 POUCES IP55 12U 600x600 PORTE AVANT VERRE & PANNEAU LATERAL AMOVIBLE - GRIS CLAIR
CABINET | WALL CABINET IP55 |  |  |  | KWI16600SGRA | IP 55 WALL MOUNTED RACK 16U 600x600 19 INCH FRONT GLASS DOOR & REMOVABLE SIDE PANEL - LIGHT GREY | [6 empty] | Turkey | 54 | Kilogram (kg) [KGM] | 4897108886010 | [9 empty] | IP 55 WALL MOUNTED RACK 16U 600x600 19 INCH FRONT GLASS DOOR & REMOVABLE SIDE PANEL - LIGHT GREY | COFFRET 19 POUCES IP55 16U 600x600 PORTE AVANT VERRE & PANNEAU LATERAL AMOVIBLE - GRIS CLAIR
[5 empty] | KRC4L42810SPDP | CO-LOCATION NETWORK RACK CABINET 4 SECTIONS 42U 800x1000 MM 19-INCH PERFORATED FRONT AND REAR DOORS | [6 empty] | Turkey | 147 | Kilogram (kg) [KGM] | 4897108888434 | [9 empty] | CO-LOCATION NETWORK RACK CABINET 4 SECTIONS 42U 800x1000 MM 19-INCH PERFORATED FRONT AND REAR DOORS | BAIE RESEAU DE CO-LOCATION 4 COMPARTIMENTS 42U 800X1000 19 POUCES PORTES AV/AR PERFOREES
CABINET ACCESS | WALL CABINET IP55 ACCESS |  |  |  | KWI12UFD | FULL DOOR WITH HANDLE LOCK 12U IP55 | [6 empty] | Turkey | 12 | Kilogram (kg) [KGM] | 4897108886027 | [9 empty] | FULL DOOR WITH HANDLE LOCK 12U IP55 | PORTE COMPLETTE SERRURE POIGNÉE 12U IP55
CABINET ACCESS | WALL CABINET IP55 ACCESS |  |  |  | KFAN2VG | 2 FANS ANALOG THERMOSTAT CONTROLLED FAN MODULE | [6 empty] | Turkey | 1,8 | Kilogram (kg) [KGM] | 4897108886034 | [9 empty] | 2 FANS ANALOG THERMOSTAT CONTROLLED FAN MODULE | MODULE 2 VENTILATEURS RÉGULÉS PAR THERMOSTAT
CABINET ACCESS | WALL CABINET IP55 ACCESS |  |  |  | KWIBASE600 | BASE FOR RACK IP55 600MM W600-D600-H100 | [6 empty] | Turkey | 5,68 | Kilogram (kg) [KGM] | 4897108886041 | [9 empty] | BASE FOR RACK IP55 600MM W600-D600-H100 | BASE RACK IP55 600×600×100 MM
CABINET ACCESS | NETWORK CABINET GRID ACCESS |  |  |  | KFA4T | 4 FANS BLACK ANALOG THEMOSTAT CONTROLLED FAN MODULE | [6 empty] | Turkey | 114 | Kilogram (kg) [KGM] | 4897108885211 | 1 | [8 empty] | 4 FANS BLACK ANALOG THEMOSTAT CONTROLLED FAN MODULE
CABINET ACCESS | NETWORK CABINET GRID ACCESS |  |  |  | KCH8101628 | ADJUSTABLE CHAIR 800x1000 H158-280 | [6 empty] | Turkey | 14.44 | Kilogram (kg) [KGM] | 4897108885228 | 1 | [8 empty] | ADJUSTABLE CHAIR 800x1000 H158-280
TELEPHONE CABLE | TELEPHONE CABLE SYT2 |  |  |  | KSYT2A2415ZHB2BR5 | CABLEAWG24 SYT 2 ARMORED LSZH 15 PAIRS B2CA BROWN RAL 1011 D500M | [5 empty] | 64.9 | TURKEY | 136.5 | Kilogram (kg) [KGM] | 4897108885600 | [6 empty] | 2 |  | 120x110x80 | CABLEAWG24 SYT 2 ARMORED LSZH 15 PAIRS BROWN B2CA 500M | CABLE AWG24 SYT 2 ARMEE LSZH 15 PAIRES MARRON B2CA 500M | UKN-TELAR1524LHB | UKN-SYTARBLH-E02 | UNIKKERN SYT2 5 PAIRS AWG24 EN50575 B2ca E02WW/YY CE xxxxxxM
TELEPHONE CABLE | TELEPHONE CABLE SYT2 |  |  |  | KSYT2A2430ZHB2BR5 | CABLEAWG24 SYT 2 ARMORED LSZH 30 PAIRS B2CA BROWN RAL 1011 D500M | [5 empty] | 130.3 | TURKEY | 221.5 | Kilogram (kg) [KGM] | 4897108885617 | [6 empty] | 1 |  | 125x120x80 | CABLEAWG24 SYT 2 ARMORED LSZH 30 PAIRS BROWN B2CA 500M | CABLE AWG24 SYT 2 ARMEE LSZH 30 PAIRES MARRON B2CA 500M | UKN-TELAR3024LHB | UKN-SYTARBLH-E02 | UNIKKERN SYT2 15 PAIRS AWG24 EN50575 B2ca E02WW/YY CE xxxxxxM
TELEPHONE CABLE | TELEPHONE CABLE SYT2 |  |  |  | KSYT2A245ZHB2BR5 | CABLEAWG24 SYT 2 ARMORED LSZH 5 PAIRS B2CA BROWN RAL 1011 D500M | [5 empty] | 22.3 | TURKEY | 70.5 | Kilogram (kg) [KGM] | 4897108885594 | [6 empty] | 4 |  | 120x80x90 | CABLEAWG24 SYT 2 ARMORED LSZH 5 PAIRS BROWN B2CA 500M | CABLE AWG24 SYT 2 ARMEE LSZH 5 PAIRES MARRON B2CA 500M | UKN-TELAR524LHB | UKN-SYTARBLH-E02 | UNIKKERN SYT2 30 PAIRS AWG24 EN50575 B2ca E02WW/YY CE xxxxxxM
TELEPHONE CABLE | TELEPHONE CABLE SYT2 |  |  |  | KSYT2A2410ZHB2BR5 | CABLEAWG24 SYT 2 ARMORED LSZH 10 PAIRS B2CA BROWN RAL 1011 D500M | [6 empty] | TURKEY | 110.5 | Kilogram (kg) [KGM] | 4897108886171 | [9 empty] | CABLEAWG24 SYT 2 ARMORED LSZH 10 PAIRS BROWN B2CA 500M | CABLE AWG24 SYT 2 ARMEE LSZH 10 PAIRES MARRON B2CA 500M | UKN-TELAR1024LHB | UKN-SYTARBLH-E02
TELEPHONE CABLE | TELEPHONE CABLE SYT2 |  |  |  | KSYT2A2056ZHB2BR5 | CABLEAWG20 SYT 2 ARMORED LSZH 56 PAIRS BROWN RAL 1011 B2CA D500M | [6 empty] | TURKEY | 1251.1 | Kilogram (kg) [KGM] | 4897108888786 | [9 empty] | CABLEAWG20 SYT 2 ARMORED LSZH 56 PAIRS BROWN B2CA 500M | CABLE AWG20 SYT 2 ARMEE LSZH 56 PAIRES MARRON B2CA 500M | UKN-TELAR5620LHB | UKN-SYTARBLH-E02
TELEPHONE CABLE | TELEPHONE CABLE SYT2 |  |  |  | KSYT2A2456ZHB2BR5 | CABLEAWG24 SYT 2 ARMORED LSZH 56 PAIRS BROWN RAL 1011 B2CA D500M | [6 empty] | TURKEY | 642.2 | Kilogram (kg) [KGM] | 4897108888762 | [9 empty] | CABLEAWG24 SYT 2 ARMORED LSZH 56 PAIRS BROWN B2CA 500M | CABLE AWG24 SYT 2 ARMEE LSZH 56 PAIRES MARRON B2CA 500M | UKN-TELAR5624LHB | UKN-SYTARBLH-E02
TELEPHONE CABLE | TELEPHONE CABLE SYT2 |  |  |  | KSYT2A24112ZHB2BR5 | CABLEAWG24 SYT 2 ARMORED LSZH 112 PAIRS BROWN RAL 1011 B2CA D500M | [6 empty] | TURKEY | 1190.4 | Kilogram (kg) [KGM] | 4897108888779 | [9 empty] | CABLEAWG24 SYT 2 ARMORED LSZH 112 PAIRS BROWN B2CA 500M | CABLE AWG24 SYT 2 ARMEE LSZH 112 PAIRES MARRON B2CA 500M | UKN-TELAR11224LHB | UKN-SYTARBLH-E02
Kilogram (kg) [KGM]
[5 empty] | KRG47810EDF | NETWORK CABINET "GRID" 47U 800x1000 19 INCH FRONT/REAR PERFORATED DOORS EDF SPECIAL | [6 empty] | TURKEY | 132 | Kilogram (kg) [KGM] | 4897108886515 | [9 empty] | NETWORK CABINET "GRID" 47U 800x1000 19 INCH FRONT/REAR PERFORATED DOORS EDF SPECIAL | BAIE RESEAU "GRID" 47U 800x1000 19 POUCES PORTE AV/AR PERFOREES SPECIAL EDF
CABINET | NETWORK CABINET GRID |  |  |  | KRG4288EDF | NETWORK CABINET "GRID" 42U 800x800 19 INCH FRONT/REAR PERFORATED DOORS EDF SPECIAL | [6 empty] | TURKEY | 105 | Kilogram (kg) [KGM] | 4897108886188 | [9 empty] | #REF! | #REF!
CABINET | NETWORK CABINET GRID |  |  |  | KRG4266EDF | NETWORK CABINET "GRID" 42U 600x600 19 INCH FRONT/REAR PERFORATED DOORS EDF SPECIAL | [6 empty] | TURKEY | 77 | Kilogram (kg) [KGM] | 4897108886195 | *For Detailed packing, please refer to Syskern drive: SYS\SYSKERN - 文档\General\UKN PRODUCTS DATABASE & PRICELIST\Packing details | [8 empty] | #REF! | #REF!
CABINET | NETWORK CABINET GRID |  |  |  | KRG42810EDF | NETWORK CABINET "GRID" 42U 800x1000 19 INCH FRONT/REAR PERFORATED DOORS EDF SPECIAL | [6 empty] | TURKEY | 117 | Kilogram (kg) [KGM] | 4897108886201 | [9 empty] | #REF! | #REF!
CABINET | NETWORK CABINET GRID |  |  |  | KRG4268EDF | NETWORK CABINET "GRID" 42U 600x800 19 INCH FRONT/REAR PERFORATED DOORS EDF SPECIAL | [6 empty] | TURKEY | 83 | Kilogram (kg) [KGM] | 4897108886218 | [9 empty] | #REF! | #REF!
[5 empty] | KWG09600FD | 19 INCH WALL MOUNTED RACK 09U PROF600 WITH SOLID FRONT DOOR | [6 empty] | TURKEY | 20 | Kilogram (kg) [KGM] | 4897108886225 | [9 empty] | #REF! | #REF!
[5 empty] | KWG12600 | 19 INCH WALL MOUNTED RACK 12U PROF600 | [6 empty] | TURKEY | 20 | Kilogram (kg) [KGM] | 4897108886232 | [9 empty] | #REF! | #REF!
[5 empty] | KWGDOOR12PED | PERFORATED FRONT DOOR 12U | [6 empty] | TURKEY | 4 | Kilogram (kg) [KGM] | 4897108886249 | [9 empty] | #REF! | #REF!
[5 empty] | KWGDOOR12FD | SOLID FRONT DOOR 12U | [6 empty] | TURKEY | 5 | Kilogram (kg) [KGM] | 4897108886256 | [9 empty] | #REF! | #REF!
[5 empty] | KWG22600 | 19 INCH WALL MOUNTED RACK 22U PROF600 | [6 empty] | TURKEY | 20 | Kilogram (kg) [KGM] | 4897108886263 | [9 empty] | #REF! | #REF!
[5 empty] | KWGDOOR22FD | SOLID FRONT DOOR 22U | [6 empty] | TURKEY | 7 | Kilogram (kg) [KGM] | 4897108886270 | [9 empty] | #REF! | #REF!
[5 empty] | KWGDOOR22PED | PERFORATED FRONT DOOR 22U | [6 empty] | TURKEY | 6 | Kilogram (kg) [KGM] | 4897108886287 | [9 empty] | #REF! | #REF!
CABINET | NETWORK CABINET GRID |  |  |  | KRG42810SGR | NETWORK CABINET "GRID" 42U 800x1000 19 INCH SINGLE FRONT GLASS DOOR - FULL REAR | [6 empty] | TURKEY | 117 | Kilogram (kg) [KGM] | 4897108886294 | [9 empty] | #REF! | #REF!
CABINET | NETWORK CABINET GRID |  |  |  | KRG42810DP2 | NETWORK CABINET "GRID" 42U 800x1000 19 INCH DOUBLE FRONT/REAR PERFORATED DOORS | [6 empty] | TURKEY | 117 | Kilogram (kg) [KGM] | 4897108886300 | [9 empty] | #REF! | #REF!
[5 empty] | KCH881628 | ADJUSTABLE CHAIR 800x800 H158-280 | [6 empty] | TURKEY | 12.2 | Kilogram (kg) [KGM] | 4897108886317 | [9 empty] | #REF! | #REF!
[5 empty] | KCH882852 | ADJUSTABLE CHAIR 800x800 H278-520 | [6 empty] | TURKEY | 12.2 | Kilogram (kg) [KGM] | 4897108886324 | [9 empty] | #REF! | #REF!
[5 empty] | KCH8102852 | ADJUSTABLE CHAIR 800x1000 H278-520 | [6 empty] | TURKEY | 14.4 | Kilogram (kg) [KGM] | 4897108886331 | [9 empty] | #REF! | #REF!
[5 empty] | KCH661628 | ADJUSTABLE CHAIR 600x600 H158-280 | [6 empty] | TURKEY | 11.4 | Kilogram (kg) [KGM] | 4897108886348 | [9 empty] | #REF! | #REF!
[5 empty] | KCH662852 | ADJUSTABLE CHAIR 600x600 H278-520 | [6 empty] | TURKEY | 11.4 | Kilogram (kg) [KGM] | 4897108886355 | [9 empty] | #REF! | #REF!
[5 empty] | KSFS1U800 | 19" FIXED SHELVE 1U DEPTH 800 MM PER BOX | [6 empty] | TURKEY | 2.44 | Kilogram (kg) [KGM] | 4897108886362 | [9 empty] | #REF! | #REF!
[5 empty] | KSFS1U1000 | 19" FIXED SHELVE 1U DEPTH 1000 MM PER BOX | [6 empty] | TURKEY | 3.69 | Kilogram (kg) [KGM] | 4897108886379 | [9 empty] | #REF! | #REF!
[5 empty] | KSC1U800 | 19" SLIDING SHELVE 1U DEPTH 800 MM PER BOX | [6 empty] | TURKEY | 1.57 | Kilogram (kg) [KGM] | 4897108886386 | [9 empty] | #REF! | #REF!
[5 empty] | KSC1U1000 | 19" SLIDING SHELVE 1U DEPTH 1000 MM PER BOX | [6 empty] | TURKEY | 7.38 | Kilogram (kg) [KGM] | 4897108886393 | [9 empty] | #REF! | #REF!
[5 empty] | KW1/4T | 1/4 TURN SECURED CAM LOCK CYLINDER, FOR PANELS AND WALL CABINETS | [6 empty] | TURKEY | 0.085 | Kilogram (kg) [KGM] | 4897108886409 | [9 empty] | #REF! | #REF!
[5 empty] | KWMTBALAI | BRUSH MODULE FOR CABINET ROOF | [6 empty] | TURKEY | 0.122 | Kilogram (kg) [KGM] | 4897108886416 | [9 empty] | #REF! | #REF!
FIBER ACCESS | OPTICAL PATCH PANEL |  |  |  | KSLI1UHM | 19'' OPTICAL PATCH PANEL SLIM 1U SLIM UP TO 144 FIBERS WITH SIDE CABLES GUIDES | [6 empty] | CHINA | 5.8 | Kilogram (kg) [KGM] | 4897108889097 | [9 empty] | 19'' OPTICAL PATCH PANEL SLIM 1U SLIM UP TO 144 FIBERS WITH SIDE CABLES GUIDES PER FRIENDLY CARTON | PANNEAU 19'' SLIM HAUTE DENSITE AVEC GESTION ARRIERE / AVANT - MAX 144FO
FIBER ACCESS | OPTICAL PATCH PANEL |  |  |  | KSLIM12LCDOM4 | FUSION SPLICE CASSETTE FOR SLIM OPTICAL PATCH PANEL LCD OM4 12 FIBERS | [6 empty] | CHINA | 0.12 | Kilogram (kg) [KGM] | 4897108889103 | [9 empty] | FUSION SPLICE CASSETTE FOR SLIM OPTICAL PATCH PANEL LCD OM4 12 FIBERS ECO FRIENDLY BAG | CASSETTE SLIM A FUSIONNER POUR TIROIR HAUTE DENSITE - LCD OM4 12 BRINS
FIBER ACCESS | OPTICAL PATCH PANEL |  |  |  | KSLIM12LCDOS2 | FUSION SPLICE CASSETTE FOR SLIM OPTICAL PATCH PANEL LCD OS2 12 FIBERS | [6 empty] | CHINA | 0.12 | Kilogram (kg) [KGM] | 4897108889110 | [9 empty] | FUSION SPLICE CASSETTE FOR SLIM OPTICAL PATCH PANEL LCD OS2 12 FIBERS ECO FRIENDLY BAG | CASSETTE SLIM A FUSIONNER POUR TIROIR HAUTE DENSITE - LCD OS2 12 BRINS
FIBER ACCESS | OPTICAL PATCH PANEL |  |  |  | KSLIMOBT | BLANK MODULE FOR SLIM OPTICAL PATCH PANEL | [6 empty] | CHINA | 0.2 | Kilogram (kg) [KGM] | 4897108889127 | [9 empty] | BLANK MODULE FOR SLIM OPTICAL PATCH PANEL PER FRIENDLY CARTON | OBTURATEUR POUR PANNEAU DE BRASSAGE OPTIQUE SLIM

## NEXKERN GTIN code & packing
Range | Sub-Range | Type | AWG | Unikkern Items code | Description En | CPR | Cu (kg/km) | Origin | Per Product Net Content | Per Product Net Content (Unit) | Global Trade Item Number (GTIN) | Individual Qty | Individual carton/bag size(mm) | Qty per inner carton | Inner carton size(cm) | Qty per export carton | Export carton size(mm) | QTY/Pallet | Loading Way /Pallet | Pallet Size cm | Sticker ENG | Sticker FR | UID Code | DoP | Marking
TELEPHONE CABLE | TELEPHONE CABLE SYT1 |  |  | NKSYT2P20G5 | SYT 2P AWG 20 PVC Eca Grey D500M |  |  | TURKEY | 19.5 | Kilogram (kg) [KGM] | 4897108885334 | [9 empty] | SYT 2P AWG 20 PVC ECA GREY 500M | SYT 2P AWG 20 PVC ECA GRIS 500M | XKN-TEL220PC | XKN-SYT-XX-0024
BUS CABLE | BUS CABLE |  |  | NKEIB2P08LSZH5 | BUS EIB CABLE 2x2x0.8 LSZH Dca D500M |  |  | TURKEY | 28.5 | Kilogram (kg) [KGM] | 4897108885686 | [9 empty] | BUS EIB CABLE 2x2x0.8 LSZH Dca 500M | CÂBLE BUS EIB 2x2x0.8 LSZH Dca 500M | XKN-EIB3P208 | XKN-EIBD-XX-0016

## ORSEAN GTIN code & packing
Range | Sub-Range | Type | AWG | Unikkern Items code | Description En | CPR | Origin | Cu (kg/km) | Individual Packing | Per Product Net Content | Per Product Net Content (Unit) | Global Trade Item Number (GTIN) | Individual Qty | Individual carton/bag size | Qty per inner carton | Inner carton size mm | Qty per export carton | Export carton size mm | QTY/Pallet | Pallet Size cm | Sticker ENG | Sticker FR
SOLID CABLE | SOLID CABLE GRADE3 TV | F/FTP | 23/22 | OEG3TVs4DT5 | CABLE GRADE 3 TV 2.15GHZ T500M | Dca | China | 22 | 500m drum | 56 | Kilogram (kg) | 4897108884030 | - | - | - | - | - | - | 8 |  |  |  | ORSEANCABLES GRADE3TV 4 PAIRES AWG23 F/FTP - 2150MHZ - DCA s2 d2 a2 - CE - LSZH & MARQUAGE METRIQUE
SOLID CABLE | SOLID CABLE GRADE3 TV | F/FTP | 23/22 | OEG3TVs4DT40 | CABLE GRADE 3 TV 2.15GHZ T4000M | Dca | China | 22 | 4000m drum | 56 | Kilogram (kg) | 4897108884023 | - | - | - | - | - | - | 8 |  |  |  | ORSEANCABLES GRADE3TV 4 PAIRES AWG23 F/FTP - 2150MHZ - DCA s2 d2 a2 - CE - LSZH & MARQUAGE METRIQUE
SOLID CABLE | SOLID CABLE GRADE3 TV | F/FTP | 23/22 | OEG3TVs4CT5 | CABLE GRADE 3 TV 2.15GHZ T500M | Cca | Turkey |  | 500m drum |  | Kilogram (kg) | 4897108880216 | - | - | - | - | - | - | 6 |  |  |  | ORSEANCABLES GRADE3TV 4 PAIRES AWG23 F/FTP - 2150MHZ - CCA s1 d1 a1 - CE - LSZH & MARQUAGE METRIQUE
SOLID CABLE | SOLID CABLE GRADE3 TV | F/FTP | 23/22 | OEG3TVs4CT40 | CABLE GRADE 3 TV 2.15GHZ T4000M | Cca | Turkey |  | 4000m drum |  | Kilogram (kg) | 4897108884016 | - | - | - | - | - | - | 4 |  |  |  | ORSEANCABLES GRADE3TV 4 PAIRES AWG23 F/FTP - 2150MHZ - CCA s1 d1 a1 - CE - LSZH & MARQUAGE METRIQUE