## CODIFICATION
Cabinets |  | 42U 800x800
|  | START | GRID
Single glass door - Rear panel | SGR | KRS4288SGR | KRG4288SGR
Without door and rear panel | WDR | KRS4288WDR | KRG4288WDR
Without door, rear panel and side panel | WDRS | KRS4288WDRS | KRG4288WDRS
Double glass doors - rear panel | DGR | KRS4288DGR | KRG4288DGR
Single Front Glass Door - Single rear glass door | SG2 | KRS4288SG2 | KRG4288SG2
Double Front Glass Door - double rear glass door | DG2 | KRS4288DG2 | KRG4288DG2
Single Front Perforated Door - Rear panel | SPR | KRS4288SPR | KRG4288SPR
Single Front Perforated Door - Single Rear Perforated Door | SP2 | KRS4288SP2 | KRG4288SP2
Double Front Perforated Door - Rear panel | DPR | KRS4288DPR | KRG4288DPR
Double Front Perforated Door - Double Rear Perforated Door | DP2 | KRS4288DP2 | KRG4288DP2
Glass doors for 600mm cabinet | 600SG
Single perforated door for 600mm cabinet | 600SP
Double Glass doors for 800mm cabinet | 800DG
Double perforated doors for 800mm cabinet | 800DP
Rear pannel for 600mm cabinet | 600RP | KRS42U600RP
Rear pannel for 800mm cabinet | 800RP | KRS42U800RP
S = Single
D = Double
R = Rear
G = Glass
P = Perforated
W = No / Without
Racks
Single full door | FD
Single perforated door | PED
Single Glass door | SG
Panneau amovible | RA | (Remouvable Access)

## START CABINETS
60 JOURS | [9 empty] | Coeff Trsp |  | 1 | 1 | 0.94 | 0.94
[10 empty] | €/$ | WITH | 1.14 | 1.14
[11 empty] | CAB ORGA | WO cable organizer | With Cable organizer | WO cable organizer | With Cable organizer |  | Competitors prices
[6 empty] | 2025-06-18 | 2025-07-21 | 2025-07-25 | 2025-07-25 | 2025-07-31 | 2025-11-10
Mirsan Product Code | ukn products codes | ukn number codes | Dimensions | Designation | Unit Price | Unit Price | Unit Price | Unit Price | TG | Unit Price | Unit Price | SYMEA DDP Prices | SYMEA DDP Prices | SYSKERN DDP Prices | SYSKERN DDP Prices |  | Ex Works Eskisehir
MR.HD.GTN22U66.01_STRS | KRS2266SGR | U1402001 | 22RU 600mmx600mm | Single glass door - Rear panel | 0 | 153.4 | 152.9 | 152.9 | 143 | 145 | - | 127.193 | - | 135.3117 | - |  |  |  | 169.1396 | 159.1902 | 150.3463
MR.HD.GTN24U66.01_STRS | KRS2466SGR | U1402002 | 24RU 600mmx600mm | Single glass door - Rear panel | 0 | 163.4 | 162.8 | 162.8 | 152 | 155 | - | 135.9649 | - | 144.6435 | - | 195 | 158 | -1.899% | 180.8044 | 170.1689 | 160.715
MR.HD.GTN27U66.01_STRS | KRS2766SGR | U1402003 | 27RU 600mmx600mm | Single glass door - Rear panel | 0 | 173.4 | 172.6 | 172.6 | 161 | 165 | - | 144.7368 | - | 153.9754 | - | 202 | 165 | 0% | 192.4692 | 181.1475 | 171.0837
MR.HD.GTN32U66.01_STRS | KRS3266SGR | U1402004 | 32RU 600mmx600mm | Single glass door - Rear panel | 0 | 188.4 | 187.3 | 187.3 | 174 | 180 | - | 157.8947 | - | 167.9731 | - |  |  |  | 209.9664 | 197.6154 | 186.6368
MR.HD.GTN42U66.01_STRS | KRS4266SGR | U1402005 | 42RU 600mmx600mm | Single glass door - Rear panel | 0 | 233.4 | 233.4 | 233.4 | 201 | 215 | - | 188.5965 | - | 200.6346 | - | 252 | 205 | 4.878% | 250.7932 | 236.0407 | 222.9273
MR.HD.GTN42U66.01_OAKPSZ | KRS4266WDR | U1402006 | 42RU 600mmx600mm | Without door and rear panel | 0 | 182 | 182 | 182 | 169 | 169 | - | 148.2456 | - | 157.7081 | - |  |  |  | 197.1351 | 185.5389 | 175.2312
Mirsan Product Code | ukn products codes | ukn number codes | Dimensions | Designation | Unit Price | Unit Price | Unit Price | Unit Price | TG | Unit Price | Unit Price | SYMEA DDP Prices | SYMEA DDP Prices | SYSKERN DDP Prices | SYSKERN DDP Prices |  | Ex Works Eskisehir
MR.HD.GTN22U68.01_STRS | KRS2268SGR | U1402007 | 22RU 600mmx800mm | Single glass door - Rear panel | 0 | 173.4 | 172.9 | 172.9 | 169 | 170 | - | 149.1228 | - | 158.6413 | - |  |  |  | 198.3016 | 186.6368 | 176.2681
MR.HD.GTN24U68.01_STRS | KRS2468SGR | U1402008 | 24RU 600mmx800mm | Single glass door - Rear panel | 0 | 184.7 | 184.1 | 184.1 | 180 | 180 | - | 157.8947 | - | 167.9731 | - |  |  |  | 209.9664 | 197.6154 | 186.6368
MR.HD.GTN27U68.01_STRS | KRS2768SGR | U1402009 | 27RU 600mmx800mm | Single glass door - Rear panel | 0 | 193.4 | 192.6 | 192.6 | 187 | 187 | - | 164.0351 | - | 174.5054 | - |  |  |  | 218.1318 | 205.3005 | 193.8949
MR.HD.GTN32U68.01_STRS | KRS3268SGR | U1402010 | 32RU 600mmx800mm | Single glass door - Rear panel | 0 | 210.1 | 209 | 209 | 204 | 205 | - | 179.8246 | - | 191.3027 | - |  |  |  | 239.1284 | 225.062 | 212.5586
MR.HD.GTN42U68.01_STRS | KRS4268SGR | U1402011 | 42RU 600mmx800mm | Single glass door - Rear panel | 0 | 238.4 | 237.1 | 237.1 | 227 | 230 | - | 201.7544 | - | 214.6323 | - | 288 | 232 | -0.8621% | 268.2904 | 252.5086 | 238.4804
MR.HD.GTN42U68.01_OAKPSZ | KRS4268WDR | U1402012 | 42RU 600mmx800mm | Without door and rear panel | 0 | 187 | 187 | 187 | 180 | 180 | - | 157.8947 | - | 167.9731 | - |  |  |  | 209.9664 | 197.6154 | 186.6368
Mirsan Product Code | ukn products codes | ukn number codes | Dimensions | Designation | Unit Price | Unit Price | Unit Price | Unit Price | TG | Unit Price | Unit Price | SYMEA DDP Prices | SYMEA DDP Prices | SYSKERN DDP Prices | SYSKERN DDP Prices |  | Ex Works Eskisehir
MR.HD.GTN42U61.01_STRS | KRS42610SGR | U1402013 | 42RU 600mmx1000mm | Single glass door - Rear panel | 0 | 278.4 | 277.1 | 277.1 | 275 | 275 | - | 241.2281 | - | 256.6256 | - |  |  |  | 320.782 | 301.9125 | 285.1396
Mirsan Product Code | ukn products codes | ukn number codes | Dimensions | Designation | Unit Price | Unit Price | Unit Price | Unit Price | TG | Unit Price | 2026-03-02 | SYMEA DDP Prices | SYMEA DDP Prices | SYSKERN DDP Prices | SYSKERN DDP Prices |  | Ex Works Eskisehir
MR.HD.GTN24U86G.01_STRT | KRS2486SGR |  | 24RU 800mmX600mm | Single glass door - Rear panel | [6 empty] | 234 |  | 205.2632 |  | 218.3651
MR.HD.GTN27U86G.01_STRT | KRS2786SGR |  | 27RU 800mmX600mm | Single glass door - Rear panel | [6 empty] | 245 |  | 214.9123 |  | 228.6301
MR.HD.GTN32U86G.01_STRT | KRS3286SGR |  | 32RU 800mmX600mm | Single glass door - Rear panel | [6 empty] | 271 |  | 237.7193 |  | 252.8929
MR.HD.GTN42U86G.01_STRT | KSR4286SGR |  | 42RU 800mmX600mm | Single glass door - Rear panel | [6 empty] | 318 |  | 278.9474 |  | 296.7525
MR.HD.GTN24U88G.01_STRT | KRS2488SGR |  | 24RU 800mmX800mm | Single glass door - Rear panel | [6 empty] | 255 |  | 223.6842 |  | 237.9619
MR.HD.GTN27U88G.01_STRT | KRS2788SGR |  | 27RU 800mmX800mm | Single glass door - Rear panel | [6 empty] | 269 |  | 235.9649 |  | 251.0265
MR.HD.GTN32U88G.01_STRT | KRS3288SGR |  | 32RU 800mmX800mm | Single glass door - Rear panel | [6 empty] | 295 |  | 258.7719 |  | 275.2893
MR.HD.GTN42U88G.01_STRT | KRS4288SGR | U1402023 | 42RU 800mmX800mm | Single glass door - Rear panel | [6 empty] | 328 |  | 287.7193 |  | 306.0844
Mirsan Product Code | ukn products codes | ukn number codes | Dimensions | Designation | Unit Price | Unit Price | Unit Price | Unit Price | TG | Unit Price | Unit Price | SYMEA DDP Prices | SYMEA DDP Prices | SYSKERN DDP Prices | SYSKERN DDP Prices |  | Ex Works Eskisehir
MR.HD.GTN42U86.01_STRS | KRS4286DGR | U1402014 | 42RU 800mmx600mm | Double glass doors - rear panel | 0 | 253.4 | 252.1 | 252.1 | 242 | 245 | 272.1 | 214.9123 | 238.6842 | 228.6301 | 253.9194 |  |  |  | 285.7876 | 268.9766 | 254.0334
MR.HD.GTN42U86.01_OAKPSZ | KRS4286WDR | U1402015 | 42RU 800mmx600mm | Without doors and rear panel | 0 | 191.4 | 191.4 | 191.4 | 184 | 185 | 212.1 | 162.2807 | 186.0526 | 172.639 | 197.9283 |  |  |  | 215.7988 | 203.1048 | 191.8212
Mirsan Product Code | ukn products codes | ukn number codes | Dimensions | Designation | Unit Price | Unit Price | Unit Price | Unit Price | TG | Unit Price | Unit Price | SYMEA DDP Prices | SYMEA DDP Prices | SYSKERN DDP Prices | SYSKERN DDP Prices |  | Ex Works Eskisehir
MR.HD.GTN27U88.01_STRS | KRS2788DGR | U1402016 | 27RU 800mmx800mm | Double glass doors - rear panel | 0 | 230.4 | 229.6 | 229.6 | 226 | 226 | 245.7 | 198.2456 | 215.5263 | 210.8996 | 229.2833 |  |  |  | 263.6245 | 248.1172 | 234.3329
MR.HD.GTN32U88.01_STRS | KRS3288DGR | U1402017 | 32RU 800mmx800mm | Double glass doors - rear panel | 0 | 248.8 | 247.7 | 247.7 | 238 | 238 | 260.3 | 208.7719 | 228.3333 | 222.0978 | 242.9078 |  |  |  | 277.6222 | 261.2915 | 246.7753
MR.HD.GTN42U88.01_STRS | KRS4288DGR | U1402018 | 42RU 800mmx800mm | Double glass doors - rear panel | 0 | 278.4 | 277.1 | 277.1 | 263 | 265 | 292.1 | 232.4561 | 256.2281 | 247.2938 | 272.5831 | 340 | 273 | -2.93% | 309.1172 | 290.9338 | 274.7709
MR.HD.GTN42U88.01_OAKPSZ | KRS4288WDR | U1402019 | 42RU 800mmx800mm | Without doors and rear panel | 0 | 216.4 | 216.4 | 216.4 | 209 | 210 | 237.1 | 184.2105 | 207.9825 | 195.9686 | 221.2579 |  |  |  | 244.9608 | 230.5513 | 217.7429
Mirsan Product Code | ukn products codes | ukn number codes | Dimensions | Designation | Unit Price | Unit Price | Unit Price | Unit Price | TG | Unit Price | Unit Price | SYMEA DDP Prices | SYMEA DDP Prices | SYSKERN DDP Prices | SYSKERN DDP Prices |  | Ex Works Eskisehir
MR.HD.GTN27U81A.01_STRT | KRS27810DGR |  | 27RU 800mmx1000mm | Double glass doors - rear panel | 0 | 313.4 | 312.1 | 312.1 | 299 |  | 260 | 0 | 228.0702 | 0 | 242.6278
MR.HD.GTN42U81.01_STRS | KRS42810DGR | U1402020 | 42RU 800mmx1000mm | Double glass doors - rear panel | 0 | 313.4 | 312.1 | 312.1 | 299 | 300 | 327.1 | 263.1579 | 286.9298 | 279.9552 | 305.2445 | 341 | 320 | -6.25% | 349.944 | 329.3591 | 311.0613
MR.HD.GTN42U81.01_OAKPSZ | KRS42810WDR | U1402021 | 42RU 800mmx1000mm | Without doors and rear panel | 0 | 251.4 | 251.4 | 251.4 | 244 | 245 | 272.1 | 214.9123 | 238.6842 | 228.6301 | 253.9194 |  |  |  | 285.7876 | 268.9766 | 254.0334
MR.HD.GTN47U81A.01_STRT | KRS47810DGR |  | 47RU 800mmx1000mm | Double glass doors - rear panel | 0 | 313.4 | 312.1 | 312.1 | 299 |  | 341 | 0 | 299.1228 | 0 | 318.2158
Mirsan Product Code | ukn products codes | ukn number codes | Dimensions | Designation | Unit Price | Unit Price | Unit Price | Unit Price | TG | Unit Price | Unit Price | SYMEA DDP Prices | SYMEA DDP Prices | SYSKERN DDP Prices | SYSKERN DDP Prices |  | Ex Works Eskisehir
MR.HD.GTN27U11.01_STRS | KRS271010DGR | - | 27U 1000mmx1000mm | Double glass doors - rear panel | [5 empty] | 318.1 | 337.8 | 279.0351 | 296.3158 | 296.8458 | 315.2296
MR.HD.GTN32U11.01_STRS | KRS321010DGR | - | 32U 1000mmx1000mm | Double glass doors - rear panel | [5 empty] | 355.9 | 378.2 | 312.193 | 331.7544 | 332.1202 | 352.9302
MR.HD.GTN42U11.01_STRS | KRS421010DGR | - | 42U 1000mmx1000mm | Double glass doors - rear panel | [5 empty] | 402.6 | 429.7 | 353.1579 | 376.9298 | 375.6999 | 400.9892
MR.HD.GTN42U11.01_STRS_OAKPSZ | KRS421010WDR | - | 42U 1000mmx1000mm | Without doors and rear panel | [5 empty] | 323.2 | 350.3 | 283.5088 | 307.2807 | 301.6051 | 326.8944
Mirsan Product Code | ukn products codes | ukn number codes | Dimensions | Designation | Unit Price | Unit Price | Unit Price | Unit Price | TG | Unit Price | Unit Price | SYMEA DDP Prices | SYMEA DDP Prices | SYSKERN DDP Prices | SYSKERN DDP Prices |  | Ex Works Eskisehir
MD16-600-22U-CKM.01 | KRS22U600SG | - |  | Complete Set W600mm 22U GTN Glass Door Module (Black) | 0 | 27.3 | 26.8 | 26.8 | 25.2 | 26 | - | 22.807 | - | 24.2628 |  |  |  |  | 30.3285 | 28.5445 | 26.9586 | 31.5101
MD16-600-24U-CKM.01 | KRS24U600SG | - |  | Complete Set W600mm 24U GTN Glass Door Module (Black) | 0 | 28.8 | 28.2 | 28.2 | 26.5 | 27 | - | 23.6842 | - | 25.196 |  |  |  |  | 31.495 | 29.6423 | 27.9955 | 32.722
MD16-600-27U-CKM.01 | KRS27U600SG | - |  | Complete Set W600mm 27U GTN Glass Door Module (Black) | 0 | 31.2 | 30.4 | 30.4 | 28.6 | 29 | - | 25.4386 | - | 27.0623 |  |  |  |  | 33.8279 | 31.838 | 30.0693 | 35.1459
MD16-600-32U-CKM.01 | KRS32U600SG | - |  | Complete Set W600mm 32U GTN Glass Door Module (Black) | 0 | 35.1 | 34 | 34 | 32 | 32 | - | 28.0702 | - | 29.8619 |  |  |  |  | 37.3274 | 35.1316 | 33.1799 | 38.7817
MD16-600-42U-CKM.01 | KRS42U600SG | - |  | Complete Set W600mm 42U GTN Glass Door Module (Black) | 0 | 42.9 | 41.6 | 41.6 | 39.1 | 40 | - | 35.0877 | - | 37.3274 |  |  |  |  | 46.6592 | 43.9145 | 41.4748 | 48.4771
MD16-800-27U-CKSET.01 | KRS27U600DG | - |  | Complete Set W800mm 27U GTN Glass Door Lock-Hinge Side Assembly (Black) | 0 | 32.6 | 31.8 | 31.8 | 30 | 30 | - | 26.3158 | - | 27.9955 |  |  |  |  | 34.9944 | 32.9359 | 31.1061 | 36.3578
MD16-800-32U-CKSET.01 | KRS32U600DG | - |  | Complete Set W800mm 32U GTN Glass Door Lock-Hinge Side Assembly (Black) | 0 | 37.2 | 36.1 | 36.1 | 34 | 35 | - | 30.7018 | - | 32.6614 |  |  |  |  | 40.8268 | 38.4252 | 36.2905 | 42.4175
MD16-800-42U-CKSET.01 | KRS42U600DG | - |  | Complete Set W800mm 42U GTN Glass Door Lock-Hinge Side Assembly (Black) | 0 | 46.4 | 45.1 | 45.1 | 42.4 | 43 | - | 37.7193 | - | 40.1269 |  |  |  |  | 50.1586 | 47.2081 | 44.5855 | 52.1129
MD21-600-22U-DOK63.01 | KRS22U600SP | - |  | Complete Set W600mm 22U GTV & DCN 63% Perforated Front Door Module (Black) | 0 | 40.9 | 40.9 | 40.9 | 38.5 | 38.5 | - | 33.7719 | - | 35.9276 |  |  |  |  | 44.9095 | 42.2677 | 39.9195 | 46.6592
MD21-600-24U-DOK63.01 | KRS24U600SP | - |  | Complete Set W600mm 24U GTV & DCN 63% Perforated Front Door Module (Black) | 0 | 42.5 | 42.5 | 42.5 | 40 | 40 | - | 35.0877 | - | 37.3274 |  |  |  |  | 46.6592 | 43.9145 | 41.4748 | 48.4771
MD21-600-27U-DOK63.01 | KRS27U600SP | - |  | Complete Set W600mm 27U GTV & DCN 63% Perforated Front Door Module (Black) | 0 | 44.9 | 44.9 | 44.9 | 42.3 | 43 | - | 37.7193 | - | 40.1269 |  |  |  |  | 50.1586 | 47.2081 | 44.5855 | 52.1129
MD21-600-32U-DOK63.01 | KRS32U600SP | - |  | Complete Set W600mm 32U GTV & DCN 63% Perforated Front Door Module (Black) | 0 | 50.5 | 50.5 | 50.5 | 47.5 | 48 | - | 42.1053 | - | 44.7928 |  |  |  |  | 55.991 | 52.6975 | 49.7698 | 58.1725
MD21-600-42U-DOK63.01 | KRS42U600SP | - |  | Complete Set W600mm 42U GTV & DCN 63% Perforated Front Door Module (Black) | 0 | 58.6 | 58.6 | 58.6 | 55 | 55 | - | 48.2456 | - | 51.3251 |  |  |  |  | 64.1564 | 60.3825 | 57.0279 | 66.656
MD21-800-27U-PAK63SET.01 | KRS27U800DP | - |  | Complete Set W800mm 27U GTV & DCN 63% Perforated Door Module Lock & Hinge Side (Black) (1 Lock, 1 Hinge Side) | 0 | 57.4 | 57.4 | 57.4 | 54 | 55 | - | 48.2456 | - | 51.3251 |  |  |  |  | 64.1564 | 60.3825 | 57.0279 | 66.656
MD21-800-32U-PAK63SET.01 | KRS32U800DP | - |  | Complete Set W800mm 32U GTV & DCN 63% Perforated Door Module Lock & Hinge Side (Black) (1 Lock, 1 Hinge Side) | 0 | 65.2 | 65.2 | 65.2 | 61.3 | 62 | - | 54.386 | - | 57.8574 |  |  |  |  | 72.3218 | 68.0675 | 64.286 | 75.1395
MD21-800-42U-PAK63SET.01 | KRS42U800DP | - |  | Complete Set W800mm 42U GTV & DCN 63% Perforated Door Module Lock & Hinge Side (Black) (1 Lock, 1 Hinge Side) | 0 | 76 | 76 | 76 | 71.5 | 72 | - | 63.1579 | - | 67.1892 |  |  |  |  | 83.9866 | 79.0462 | 74.6547 | 87.2588 | 174.5175 | 134.3785
MD21-600-22U-TAK.01 | KRS22U600RP | - |  | Complete Set W600mm 22U Rear Door Module (Black) | 0 | 18 | 18 | 18 | 17 | 17 | - | 14.9123 | - | 15.8641 |  |  |  |  | 19.8302 | 18.6637 | 17.6268 | 20.6028
MD21-600-24U-TAK.01 | KRS24U600RP | - |  | Complete Set W600mm 24U Rear Door Module (Black) | 0 | 19 | 19 | 19 | 17.9 | 18 | - | 15.7895 | - | 16.7973 |  |  |  |  | 20.9966 | 19.7615 | 18.6637 | 21.8147
MD21-600-27U-TAK.01 | KRS27U600RP | - |  | Complete Set W600mm 27U Rear Door Module (Black) | 0 | 20.6 | 20.6 | 20.6 | 19.4 | 20 | - | 17.5439 | - | 18.6637 |  |  |  |  | 23.3296 | 21.9573 | 20.7374 | 24.2385
MD21-600-32U-TAK.01 | KRS32U600RP | - |  | Complete Set W600mm 32U Rear Door Module (Black) | 0 | 23.5 | 23.5 | 23.5 | 22.1 | 22 | - | 19.2982 | - | 20.53 |  |  |  |  | 25.6626 | 24.153 | 22.8112 | 26.6624
MD21-600-42U-TAK.01 | KRS42U600RP | - |  | Complete Set W600mm 42U Rear Door Module (Black) | 0 | 28.8 | 28.8 | 28.8 | 27.1 | 28 | - | 24.5614 | - | 26.1292 |  |  |  |  | 32.6614 | 30.7402 | 29.0324 | 33.934
MD21-800-27U-TAK.01 | KRS27U800RP | - |  | Complete Set W800mm 27U Rear Door Module (Black) | 0 | 28.1 | 28.1 | 28.1 | 26.4 | 26.5 | - | 23.2456 | - | 24.7294 |  |  |  |  | 30.9117 | 29.0934 | 27.4771 | 32.1161
MD21-800-32U-TAK.01 | KRS32U800RP | - |  | Complete Set W800mm 32U Rear Door Module (Black) | 0 | 32.2 | 32.2 | 32.2 | 30.2 | 31 | - | 27.193 | - | 28.9287 |  |  |  |  | 36.1609 | 34.0338 | 32.143 | 37.5697
MD21-800-42U-TAK.01 | KRS42U800RP | - |  | Complete Set W800mm 42U Rear Door Module (Black) | 0 | 40.2 | 40.2 | 40.2 | 37.8 | 38 | - | 33.3333 | - | 35.461 |  |  |  |  | 44.3262 | 41.7188 | 39.4011 | 46.0532
MD21-1000-27U-TAK.01 |  | - |  | Packaged W=1000 mm 27U Side Panel Style Rear Door Module Black (1 Set 1 Unit) | 0 |  |  |  |  | 35.6 | - | 31.2281 | - | 33.2214
MD21-1000-32U-TAK.01 |  | - |  | Packaged W=1000 mm 32U Side Panel Style Rear Door Module Black (1 Set 1 Unit) | 0 |  |  |  |  | 40.7 | - | 35.7018 | - | 37.9806
MD21-1000-27U-TAK.01 |  | - |  | Packaged W=1000 mm 42U Side Panel Style Rear Door Module Black (1 Set 1 Unit) | 0 |  |  |  |  | 50.4 | - | 44.2105 | - | 47.0325
MD21-1000-42U-TAK.01 |  | - |  | Complete Set W600mm 27U GTN Glass Door Module (Black) | 0 |  |  |  |  | 50.3 | - | 44.1228 | - | 46.9392 |  |  |  |  | 58.6739 | 55.2225 | 52.1546 | 60.9599
MD16-1000-32U-CKSET.01 |  | - |  | Complete Set W600mm 32U GTN Glass Door Module (Black) | 0 |  |  |  |  | 57.3 | - | 50.2632 | - | 53.4714 |  |  |  |  | 66.8393 | 62.9076 | 59.4127 | 69.4434
MD16-1000-42U-CKSET.01 |  | - |  | Complete Set W600mm 42U GTN Glass Door Module (Black) | 0 |  |  |  |  | 71.6 | - | 62.807 | - | 66.816 |  |  |  |  | 83.52 | 78.607 | 74.24 | 86.774
MD21-1000-27U-PAK63SET.01 |  | - |  | Complete Set W800mm 27U GTV & DCN 63% Perforated Door Module Lock & Hinge Side (Black) (1 Lock, 1 Hinge Side) | 0 |  |  |  |  | 75.2 | - | 65.9649 | - | 70.1754
MD21-1000-32U-PAK63SET.01 |  | - |  | Complete Set W800mm 32U GTV & DCN 63% Perforated Door Module Lock & Hinge Side (Black) (1 Lock, 1 Hinge Side) | 0 |  |  |  |  | 82.7 | - | 72.5439 | - | 77.1743
MD21-1000-42U-PAK63SET.01 |  | - |  | Complete Set W800mm 42U GTV & DCN 63% Perforated Door Module Lock & Hinge Side (Black) (1 Lock, 1 Hinge Side) | 0 |  |  |  |  | 96.8 | - | 84.9123 | - | 90.3322
MR.PDT-27U_ZN (1 set 2 pcs) |  | - |  | Front cable organizer | [5 empty] | - | 19.7 | - | -
MR.PDT-32U_ZN (1 set 2 pcs) |  | - |  | Front cable organizer | [5 empty] | - | 22.3 | - | -
MR.PDT-42U_ZN (1 set 2 pcs) |  | - |  | Front cable organizer | [5 empty] | - | 27.1 | - | -
[5 empty] | 2024-11-18 | 2025-02-14 | [10 empty] | Competitors prices
Mirsan Product Code |  |  | Dimensions |  | Unit Price | Unit Price | [5 empty] | SYMEA DDP Prices |  | SYSKERN DDP Prices |  |  | Ex Works Eskisehir |  | 20% | 15% | 10%
MR.HD.22U66.01_SYMA |  |  | 22RU 600mmx600mm | OLD VERSION | 155 | 150 | [5 empty] | 131.5789 |  | 139.9776 |  |  |  |  | 174.972 | 164.6795 | 155.5307
MR.HD.24U66.01_SYMA |  |  | 24RU 600mmx600mm | OLD VERSION | 165 | 160 | [5 empty] | 140.3509 |  | 149.3094 |  |  | 158 | 1.266% | 186.6368 | 175.6582 | 165.8994
MR.HD.27U66.01_SYMA |  |  | 27RU 600mmx600mm | OLD VERSION | 175 | 170 | [5 empty] | 149.1228 |  | 158.6413 |  |  | 165 | 3.03% | 198.3016 | 186.6368 | 176.2681
MR.HD.32U66.01_SYMA |  |  | 32RU 600mmx600mm | OLD VERSION | 190 | 185 | [5 empty] | 162.2807 |  | 172.639 |  |  |  |  | 215.7988 | 203.1048 | 191.8212
MR.HD.42U66.01_SYMA |  |  | 42RU 600mmx600mm | OLD VERSION | 235 | 230 | [5 empty] | 201.7544 |  | 214.6323 |  |  | 205 | 12.2% | 268.2904 | 252.5086 | 238.4804
Mirsan Product Code |  |  | Dimensions |  | Unit Price | Unit Price | [5 empty] | SYMEA DDP Prices |  | SYSKERN DDP Prices |  |  | Ex Works Eskisehir
MR.HD.22U68.01_SYMA |  |  | 22RU 600mmx800mm | OLD VERSION | 175 | 170 | [5 empty] | 149.1228 |  | 158.6413 |  |  |  |  | 198.3016 | 186.6368 | 176.2681
MR.HD.27U68.01_SYMA |  |  | 27RU 600mmx800mm | OLD VERSION | 195 | 190 | [5 empty] | 166.6667 |  | 177.305 |  |  |  |  | 221.6312 | 208.5941 | 197.0055
MR.HD.42U68.01_SYMA |  |  | 42RU 600mmx800mm | OLD VERSION | 240 | 235 | [5 empty] | 206.1404 |  | 219.2982 |  |  | 232 | 1.293% | 274.1228 | 257.9979 | 243.6647
Mirsan Product Code |  |  | Dimensions |  | Unit Price | Unit Price | [5 empty] | SYMEA DDP Prices |  | SYSKERN DDP Prices |  |  | Ex Works Eskisehir
MR.HD.42U61.01_SYMA |  |  | 42RU 600mmx1000mm | OLD VERSION | 280 | 275 | [5 empty] | 241.2281 |  | 256.6256 |  |  |  |  | 320.782 | 301.9125 | 285.1396
Mirsan Product Code |  |  | Dimensions |  | Unit Price | Unit Price | [5 empty] | SYMEA DDP Prices |  | SYSKERN DDP Prices |  |  | Ex Works Eskisehir
MR.HD.42U86.01_SYMA |  |  | 42RU 800mmx600mm | OLD VERSION | 255 | 250 | [5 empty] | 219.2982 |  | 233.296 |  |  |  |  | 291.62 | 274.4659 | 259.2178
MR.HD.42U88.01_SYMA |  |  | 42RU 800mmx800mm | OLD VERSION | 280 | 275 | [5 empty] | 241.2281 |  | 256.6256 |  |  | 273 | 0.7326% | 320.782 | 301.9125 | 285.1396
MR.HD.42U81.01_SYMA |  |  | 42RU 800mmx1000mm | OLD VERSION | 315 | 310 | [5 empty] | 271.9298 |  | 289.287 |  |  | 320 | -3.125% | 361.6088 | 340.3377 | 321.4301

## GRID CABINETS
60 JOURS | [9 empty] | Coeff Trsp | 1 | 0.94
[10 empty] | €/$ | 1.14
[5 empty] | 2025-03-27 | 2025-06-20 | 2025-07-21 | 2025-07-25 | 2025-07-25 | 2025-07-31 |  |  |  | Competitors prices |  | 15% MB
Mirsan Product Code | ukn products codes | ukn number codes | Dimensions | Door Configurations | Unit Price | Unit Price | Unit Price | Unit Price | TG | Unit Price | SYMEA DDP Prices | SYSKERN DDP Prices |  | Ex Works Eskisehir
MR.HD.GTN22U66G.01_GRID | KRG2266SGR | U1403001 | 22RU 600mmx600mm | Single Front Glass Door - Full rear | 164 | 193.1 | 195.8959 | 187 | 161 | 175 | 153.5088 | 163.3072 |  |  |  | 192.1261
MR.HD.GTN24U66G.01_GRID | KRG2466SGR | U1403002 | 24RU 600mmx600mm | Single Front Glass Door - Full rear | 175 | 201.7 | 204.5 | 195 | 172 | 180 | 157.8947 | 167.9731 |  |  |  | 197.6154
MR.HD.GTN27U66G.01_GRID | KRG2766SGR | U1403003 | 27RU 600mmx600mm | Single Front Glass Door - Full rear | 184 | 211.3 | 214.1 | 204 | 180 | 190 | 166.6667 | 177.305 | 206 | 212.31 | -10.51% | 208.5941
MR.HD.GTN32U66G.01_GRID | KRG3266SGR | U1403004 | 32RU 600mmx600mm | Single Front Glass Door - Full rear | 200 | 235.7 | 238.5 | 227 | 196 | 210 | 184.2105 | 195.9686 | 288 | 235.77 | -10.93% | 230.5513
MR.HD.GTN42U66G.01_GRID | KRG4266SGR | U1403005 | 42RU 600mmx600mm | Single Front Glass Door - Full rear | 246 | 269.2 | 272 | 259 | 242 | 245 | 214.9123 | 228.6301 | 313 | 263.8 | -7.127% | 268.9766
MR.HD.GTN22U68G.01_GRID | KRG2268SGR | U1403006 | 22RU 600mmx800mm | Single Front Glass Door - Full rear | 185 | 210.9 | 213.7 | 204 | 180 | 190 | 166.6667 | 177.305 |  |  |  | 208.5941
MR.HD.GTN27U68G.01_GRID | KRG2768SGR | U1403007 | 27RU 600mmx800mm | Single Front Glass Door - Full rear | 204 | 231 | 233.8 | 223 | 198 | 210 | 184.2105 | 195.9686 |  |  |  | 230.5513
MR.HD.GTN42U68G.01_GRID | KRG4268SGR | U1403008 | 42RU 600mmx800mm | Single Front Glass Door - Full rear | 251 | 294 | 296.7957 | 283 | 245 | 265 | 232.4561 | 247.2938 | 350 | 283.58 | -6.552% | 290.9338
MR.HD.GTN42U61G.01_GRID | KRG42610SGR | U1403009 | 42RU 600mmx1000mm | Single Front Glass Door - Full rear | 290 | 318.9 | 321.8 | 306 | 284 | 290 | 254.386 | 270.6234 |  |  |  | 318.3804
MR.HD.GTN22U66GG.01_GRID | KRG2266SG2 | U1403010 | 22RU 600mmx600mm | Single Front Glass Door - Single rear glass door |  | 216.5 | 219.2 | 209 | 202 | 205 | 179.8246 | 191.3027 |  |  |  | 225.062
MR.HD.GTN24U66GG.01_GRID | KRG2466SG2 | U1403011 | 24RU 600mmx600mm | Single Front Glass Door - Single rear glass door |  | 225.7 | 228.4 | 218 | 211 | 211 | 185.0877 | 196.9018 |  |  |  | 231.6492
MR.HD.GTN27U66GG.01_GRID | KRG2766SG2 | U1403012 | 27RU 600mmx600mm | Single Front Glass Door - Single rear glass door |  | 236.2 | 238.7985 | 227 | 220 | 220 | 192.9825 | 205.3005 |  |  |  | 241.53
MR.HD.GTN32U66GG.01_GRID | KRG3266SG2 | U1403013 | 32RU 600mmx600mm | Single Front Glass Door - Single rear glass door |  | 265.3 | 267.9 | 255 | 247 | 247 | 216.6667 | 230.4965 |  |  |  | 271.1723
MR.HD.GTN42U66GG.01_GRID | KRG4266SG2 | U1403014 | 42RU 600mmx600mm | Single Front Glass Door - Single rear glass door |  | 301.4 | 304 | 290 | 273 | 275 | 241.2281 | 256.6256 |  |  |  | 301.9125
MR.HD.GTN22U68GG.01_GRID | KRG2268SG2 | U1403015 | 22RU 600mmx800mm | Single Front Glass Door - Single rear glass door |  | 233.8 | 236.6 | 225 | 218 | 220 | 192.9825 | 205.3005 |  |  |  | 241.53
MR.HD.GTN27U68GG.01_GRID | KRG2768SG2 | U1403016 | 27RU 600mmx800mm | Single Front Glass Door - Single rear glass door |  | 255.4 | 258.2 | 246 | 238 | 240 | 210.5263 | 223.9642 |  |  |  | 263.4873
MR.HD.GTN42U68GG.01_GRID | KRG4268SG2 | U1403017 | 42RU 600mmx800mm | Single Front Glass Door - Single rear glass door |  | 325.5 | 328.3 | 313 | 299 | 300 | 263.1579 | 279.9552 |  |  |  | 329.3591
MR.HD.GTN42U61GG.01_GRID | KRG42610SG2 | U1403018 | 42RU 600mmx1000mm | Single Front Glass Door - Single rear glass door |  | 350.4 | 353.1 | 336 | 330 | 330 | 289.4737 | 307.9507 |  |  |  | 362.295
Mirsan Product Code | ukn products codes | ukn number codes | Dimensions | Door Configurations | Unit Price | Unit Price | Unit Price | Unit Price | TG | Unit Price | SYMEA DDP Prices | SYSKERN DDP Prices |  | Ex Works Eskisehir
MR.HD.GTN42U86DG.01_GRID | KRG4286DGR | U1403019 | 42RU 800mmx600mm | Double Front Glass Door - Full rear | 271 | 388.2 | 373.9 | 356 | 320 | 340 | 298.2456 | 317.2826 | 380 | 326.25 | 4.215% | 373.2736
MR.HD.GTN33U88DG.01_GRID | KRG3288DGR | U1403020 | 32RU 800mmx800mm | Double Front Glass Door - Full rear |  | 367.4 | 354.9 | 338 | 324 | 325 | 285.0877 | 303.2848 |  | 329.75 |  | 356.8057
MR.HD.GTN42U88DG.01_GRID | KRG4288DGR | U1403021 | 42RU 800mmx800mm | Double Front Glass Door - Full rear | 296 | 414.7 | 399.5 | 365 | 335 | 340 | 298.2456 | 317.2826 | 330 | 340.54 | -0.1586% | 373.2736
MR.HD.GTN47U88DG.01_GRID | KRG4788DGR | U1403022 | 47RU 800mmx800mm | Double Front Glass Door - Full rear |  | 454.3 | 437.4 | 417 | 396 | 400 | 350.8772 | 373.2736 | 490 | 390.75 | 2.367% | 439.1454
MR.HD.GTN42U81DG.01_GRID | KRG42810DGR | U1403023 | 42RU 800mmx1000mm | Double Front Glass Door - Full rear | 334 | 440.7 | 425.5014 | 405 | 380 | 385 | 337.7193 | 359.2758 | 384 | 396.32 | -2.856% | 422.6775
MR.HD.GTN42U812DG.01_GRID | KRG42812DGR | U1403024 | 42RU 800mmx1200mm | Double Front Glass Door - Full rear | 367 | 487.4 | 472.5 | 450 | 427 | 435 | 381.5789 | 405.9351 |  |  |  | 477.5706
MR.HD.GTN47U812DG.01_GRID | KRG47812DGR | U1403025 | 47RU 800mmx1200mm | Double Front Glass Door - Full rear | 396 | 533.2 | 516.7 | 492 | 456 | 470 | 412.2807 | 438.5965 |  |  |  | 515.9959
MR.HD.GTN33U88DGDG.01_GRID | KRG3288DG2 | U1403026 | 32RU 800mmx800mm | Double Front Glass Door - double rear glass door |  | 415.6 | 402.8 | 384 | 372 | 375 | 328.9474 | 349.944 |  |  |  | 411.6988
MR.HD.GTN42U88DGDG.01_GRID | KRG4288DG2 | U1403027 | 42RU 800mmx800mm | Double Front Glass Door - double rear glass door |  | 467.9 | 452.2999 | 431 | 401 | 420 | 368.4211 | 391.9373 |  |  |  | 461.1027
MR.HD.GTN47U88DGDG.01_GRID | KRG4788DG2 | U1403028 | 47RU 800mmx800mm | Double Front Glass Door - double rear glass door |  | 509.6 | 492.4 | 469 | 455 | 455 | 399.1228 | 424.5987 |  |  |  | 499.5279
MR.HD.GTN42U81DGDG.01_GRID | KRG42810DG2 | U1403029 | 42RU 800mmx1000mm | Double Front Glass Door - double rear glass door |  | 493.9 | 478.4 | 456 | 442 | 445 | 390.3509 | 415.2669 |  |  |  | 488.5493
MR.HD.GTN42U812DGDG.01_GRID | KRG42812DG2 | U1403030 | 42RU 800mmx1200mm | Double Front Glass Door - double rear glass door |  | 540 | 524.7 | 500 | 485 | 490 | 429.8246 | 457.2602 |  |  |  | 537.9531
MR.HD.GTN47U812DGDG.01_GRID | KRG47812DG2 | U1403031 | 47RU 800mmx1200mm | Double Front Glass Door - double rear glass door |  | 588.5 | 571.7 | 544 | 528 | 530 | 464.9123 | 494.5875 |  |  |  | 581.8677
Mirsan Product Code | ukn products codes | ukn number codes | Dimensions | Door Configurations | Unit Price | Unit Price | Unit Price | Unit Price | TG | Unit Price | SYMEA DDP Prices | SYSKERN DDP Prices |  | Ex Works Eskisehir
MR.HD.GTN22U66P.01_GRID | KRG2266SPR | U1403032 | 22RU 600mmx600mm | Single Front Perforated Door - Full rear |  | 194 | 196.9 | 188 | 180 | 180 | 157.8947 | 167.9731 |  |  |  | 197.6154
MR.HD.GTN24U66P.01_GRID | KRG2466SPR | U1403033 | 24RU 600mmx600mm | Single Front Perforated Door - Full rear |  | 202.7 | 205.5 | 196 | 188 | 190 | 166.6667 | 177.305 |  |  |  | 208.5941
MR.HD.GTN27U66P.01_GRID | KRG2766SPR | U1403034 | 27RU 600mmx600mm | Single Front Perforated Door - Full rear |  | 212.3 | 215.2 | 205 | 197 | 200 | 175.4386 | 186.6368 |  |  |  | 219.5727
MR.HD.GTN32U66P.01_GRID | KRG3266SPR | U1403035 | 32RU 600mmx600mm | Single Front Perforated Door - Full rear |  | 237 | 239.9 | 228 | 220 | 220 | 192.9825 | 205.3005 |  |  |  | 241.53
MR.HD.GTN42U66P.01_GRID | KRG4266SPR | U1403036 | 42RU 600mmx600mm | Single Front Perforated Door - Full rear | 268.6 | 270.7 | 273.6 | 261 | 244 | 250 | 219.2982 | 233.296 |  |  |  | 274.4659
MR.HD.GTN22U68P.01_GRID | KRG2268SPR | U1403037 | 22RU 600mmx800mm | Single Front Perforated Door - Full rear |  | 211.7 | 214.6031 | 204 | 196 | 200 | 175.4386 | 186.6368 |  |  |  | 219.5727
MR.HD.GTN27U68P.01_GRID | KRG2768SPR | U1403038 | 27RU 600mmx800mm | Single Front Perforated Door - Full rear |  | 232 | 234.9 | 224 | 215 | 220 | 192.9825 | 205.3005 |  |  |  | 241.53
MR.HD.GTN42U68P.01_GRID | KRG4268SPR | U1403039 | 42RU 600mmx800mm | Single Front Perforated Door - Full rear |  | 295.4 | 298.3991 | 284 | 266 | 270 | 236.8421 | 251.9597 |  |  |  | 296.4232
MR.HD.GTN47U68P.01_GRID | KRG4768SPR | U1403040 | 47RU 600mmx800mm | Single Front Perforated Door - Full rear | 329.5 | 313.3 | 316.2965 | 301 | 276 | 290 | 254.386 | 270.6234 |  |  |  | 318.3804
MR.HD.GTN42U61P.01_GRID | KRG42610SPR | U1403041 | 42RU 600mmx1000mm | Single Front Perforated Door - Full rear | 312.4 | 320.3 | 323.4 | 308 | 283 | 295 | 258.7719 | 275.2893 |  | 283.58 | 4.027% | 323.8697
Mirsan Product Code | ukn products codes | ukn number codes | Dimensions | Door Configurations | Unit Price | Unit Price | Unit Price | Unit Price | TG | Unit Price | SYMEA DDP Prices | SYSKERN DDP Prices |  | Ex Works Eskisehir
MR.HD.GTN22U66PP.01_GRID | KRG2266SP2 | U1403042 | 22RU 600mmx600mm | Single Front Perforated Door - Single Rear Perforated Door |  | 219.5 | 222.3 | 212 | 205 | 205 | 179.8246 | 191.3027 |  |  |  | 225.062
MR.HD.GTN24U66PP.01_GRID | KRG2466SP2 | U1403043 | 24RU 600mmx600mm | Single Front Perforated Door - Single Rear Perforated Door |  | 228.7 | 231.6 | 221 | 214 | 215 | 188.5965 | 200.6346 |  |  |  | 236.0407
MR.HD.GTN27U66PP.01_GRID | KRG2766SP2 | U1403044 | 27RU 600mmx600mm | Single Front Perforated Door - Single Rear Perforated Door |  | 239.3 | 242.2 | 231 | 224 | 225 | 197.3684 | 209.9664 |  |  |  | 247.0193
MR.HD.GTN32U66PP.01_GRID | KRG3266SP2 | U1403045 | 32RU 600mmx600mm | Single Front Perforated Door - Single Rear Perforated Door |  | 268.4 | 271.2006 | 258 | 248 | 250 | 219.2982 | 233.296 |  |  |  | 274.4659
MR.HD.GTN42U66PP.01_GRID | KRG4266SP2 | U1403046 | 42RU 600mmx600mm | Single Front Perforated Door - Single Rear Perforated Door | 268.6 | 304.9 | 307.8 | 293 | 266 | 280 | 245.614 | 261.2915 |  |  |  | 307.4018
MR.HD.GTN22U68PP.01_GRID | KRG2268SP2 | U1403047 | 22RU 600mmx800mm | Single Front Perforated Door - Single Rear Perforated Door |  | 236.8 | 239.7 | 228 | 220 | 220 | 192.9825 | 205.3005 |  |  |  | 241.53
MR.HD.GTN27U68PP.01_GRID | KRG2768SP2 | U1403048 | 27RU 600mmx800mm | Single Front Perforated Door - Single Rear Perforated Door |  | 258.6 | 261.5 | 249 | 240 | 240 | 210.5263 | 223.9642 |  |  |  | 263.4873
MR.HD.GTN42U68PP.01_GRID | KRG4268SP2 | U1403049 | 42RU 600mmx800mm | Single Front Perforated Door - Single Rear Perforated Door |  | 329.6 | 332.6 | 317 | 305 | 305 | 267.5439 | 284.6211 |  |  |  | 334.8484
MR.HD.GTN47U68PP.01_GRID | KRG4768SP2 | U1403050 | 47RU 600mmx800mm | Single Front Perforated Door - Single Rear Perforated Door | 329.5 | 349.5 | 352.398 | 336 | 328 | 328 | 287.7193 | 306.0844 |  |  |  | 360.0992
MR.HD.GTN42U61PP.01_GRID | KRG42610SP2 | U1403051 | 42RU 600mmx1000mm | Single Front Perforated Door - Single Rear Perforated Door | 312.4 | 354.5 | 357.6 | 341 | 333 | 333 | 292.1053 | 310.7503 |  | 374.45 | -11.07% | 365.5886
Mirsan Product Code | ukn products codes | ukn number codes | Dimensions | Door Configurations | Unit Price | Unit Price | Unit Price | Unit Price | TG | Unit Price | SYMEA DDP Prices | SYSKERN DDP Prices |  | Ex Works Eskisehir
MR.HD.GTN42U68DP.01_GRID | KRG4286DPR | U1403052 | 42RU 800mmx600mm | Double Front Perforated Door - Full Rear |  | 377.9 | 362.7 | 345 | 334 | 335 | 293.8596 | 312.6166 |  |  |  | 367.7843
MR.HD.GTN33U88DP.01_GRID | KRG3288DPR | U1403053 | 32RU 800mmx800mm | Double Front Perforated Door - Full Rear |  | 359.1 | 346.7 | 330 | 320 | 320 | 280.7018 | 298.6189 |  |  |  | 351.3163
MR.HD.GTN42U88DP.01_GRID | KRG4288DPR | U1403054 | 42RU 800mmx800mm | Double Front Perforated Door - Full Rear | 321.6 | 404.4 | 389.3 | 355 | 330 | 340 | 298.2456 | 317.2826 |  |  |  | 373.2736
MR.HD.GTN47U88DP.01_GRID | KRG4788DPR | U1403055 | 47RU 800mmx800mm | Double Front Perforated Door - Full Rear | 354.1 | 442.6 | 425.9 | 406 | 398 | 400 | 350.8772 | 373.2736 |  |  |  | 439.1454
MR.HD.GTN42U81DP.01_GRID | KRG42810DPR | U1403056 | 42RU 800mmx1000mm | Double Front Perforated Door - Full Rear | 361.6 | 430.4 | 415.4 | 396 | 388 | 390 | 342.1053 | 363.9418 |  | 396.32 | -1.595% | 428.1668
MR.HD.GTN47U81DP.01_GRID | KRG47810DPR | U1403057 | 47RU 800mmx1000mm | Double Front Perforated Door - Full Rear | 379.8 | 471 | 454.4 | 433 | 424 | 425 | 372.807 | 396.6032 |  | 432.96 | -1.839% | 466.592
MR.HD.GTN42U812DP.01_GRID | KRG42812DPR | U1403058 | 42RU 800mmx1200mm | Double Front Perforated Door - Full Rear |  | 477.2 | 462.4 | 440 | 431 | 431 | 378.0702 | 402.2023 |  |  |  | 473.1792
MR.HD.GTN47U812DP.01_GRID | KRG47812DPR | U1403059 | 47RU 800mmx1200mm | Double Front Perforated Door - Full Rear |  | 522.3 | 505.8966 | 482 | 472 | 475 | 416.6667 | 443.2624 |  |  |  | 521.4852
Mirsan Product Code | ukn products codes | ukn number codes | Dimensions | Door Configurations | Unit Price | Unit Price | Unit Price | Unit Price | TG | Unit Price | SYMEA DDP Prices | SYSKERN DDP Prices |  | Ex Works Eskisehir
MR.HD.GTN42U86DPDP.01_GRID | KRG4286DP2 | U1403060 | 42RU 800mmx600mm | Double Front Perforated Door - Double Rear Perforated Door |  | 421.5 | 406.2 | 387 | 375 | 380 | 333.3333 | 354.6099 |  |  |  | 417.1882
MR.HD.GTN33U88DPDP.01_GRID | KRG3288DP2 | U1403061 | 32RU 800mmx800mm | Double Front Perforated Door - Double Rear Perforated Door | 317.3 | 399.9 | 387.3 | 369 | 357 | 360 | 315.7895 | 335.9462 |  |  |  | 395.2309
MR.HD.GTN42U88DPDP.01_GRID | KRG4288DP2 | U1403062 | 42RU 800mmx800mm | Double Front Perforated Door - Double Rear Perforated Door | 341.8 | 448.1 | 432.8 | 395 | 376 | 380 | 333.3333 | 354.6099 | 380 | 391.58 | -2.957% | 417.1882
MR.HD.GTN47U88DPDP.01_GRID | KRG4788DP2 | U1403063 | 47RU 800mmx800mm | Double Front Perforated Door - Double Rear Perforated Door | 375.4 | 487.9 | 488.9 | 466 | 452 | 455 | 399.1228 | 424.5987 |  | 462.5 | -1.622% | 499.5279
MR.HD.GTN42U81DPDP.01_GRID | KRG42810DP2 | U1403064 | 42RU 800mmx1000mm | Double Front Perforated Door - Double Rear Perforated Door | 364.4 | 474 | 458.9 | 437 | 420 | 425 | 372.807 | 396.6032 | 411 | 422.95 | 0.4847% | 466.592
MR.HD.GTN47U81DPDP.01_GRID | KRG47810DP2 | U1403065 | 47RU 800mmx1000mm | Double Front Perforated Door - Double Rear Perforated Door | 399.1 | 516.3 | 499.5 | 476 | 462 | 465 | 407.8947 | 433.9306 |  | 494.4 | -5.947% | 510.5066
MR.HD.GTN42U812DPDP.01_GRID | KRG42812DP2 | U1403066 | 42RU 800mmx1200mm | Double Front Perforated Door - Double Rear Perforated Door | 397.9 | 520.9 | 505.9 | 482 | 468 | 470 | 412.2807 | 438.5965 | 595 | 489.92 | -4.066% | 515.9959
MR.HD.GTN47U812DPDP.01_GRID | KRG47812DP2 | U1403067 | 47RU 800mmx1200mm | Double Front Perforated Door - Double Rear Perforated Door | 437.1 | 567.6 | 551.1 | 525 | 512 | 515 | 451.7544 | 480.5898 | 506 | 521.33 | -1.214% | 565.3997
Mirsan Product Code | ukn products codes | ukn number codes | Dimensions | Door Configurations | Unit Price | Unit Price | Unit Price | Unit Price | TG | Unit Price | SYMEA DDP Prices | SYSKERN DDP Prices |  | Ex Works Eskisehir
MR.HD.GTN24U88G.01_GRID | KRG2488SGR | - | 24RU 800mmx800mm | Sıngle Front Glass Door - Full rear |  |  | 286.9 | 273 | 259 | 265 | 232.4561 | 247.2938
MR.HD.GTN27U88G.01_GRID | KRG2788SGR | - | 27RU 800mmx800mm | Sıngle Front Glass Door - Full rear |  |  | 301.6 | 287 | 273 | 275 | 241.2281 | 256.6256
MR.HD.GTN32U88G.01_GRID | KRG3288SGR | - | 32RU 800mmx800mm | Sıngle Front Glass Door - Full rear |  |  | 335.4 | 319 | 303 | 305 | 267.5439 | 284.6211
MR.HD.GTN47U81G.01_GRID | KRG47810SGR | - | 47RU 800mmx1000mm | Sıngle Front Glass Door - Full rear |  |  | 461.2 | 439 | 417 | 425 | 372.807 | 396.6032
MR.HD.GTN42U86G.01_GRID | KRG4286SGR | - | 42RU 800mmx600mm | Sıngle Front Glass Door - Full rear |  |  | 359.6 | 342 | 324 | 330 | 289.4737 | 307.9507
MR.HD.GTN33U88G.01_GRID | KRG3288SGR | - | 32RU 800mmx800mm | Sıngle Front Glass Door - Full rear |  |  | 342.3 | 326 | 310 | 315 | 276.3158 | 293.953
MR.HD.GTN42U88G.01_GRID | KRG4288SGR | - | 42RU 800mmx800mm | Sıngle Front Glass Door - Full rear |  |  | 386.4 | 350 | 332 | 340 | 298.2456 | 317.2826
MR.HD.GTN47U88G.01_GRID | KRG4788SGR | - | 47RU 800mmx800mm | Sıngle Front Glass Door - Full rear |  |  | 424.1 | 404 | 384 | 390 | 342.1053 | 363.9418
MR.HD.GTN42U81G.01_GRID | KRG42810SGR | - | 42RU 800mmx1000mm | Sıngle Front Glass Door - Full rear |  |  | 420.2033 | 400 | 380 | 385 | 337.7193 | 359.2758
MR.HD.GTN42U812G.01_GRID | KRG42812SGR | - | 42RU 800mmx1200mm | Sıngle Front Glass Door - Full rear |  |  | 467.5 | 445 | 423 | 430 | 377.193 | 401.2691
MR.HD.GTN47U812G.01_GRID | KRG47812SGR | - | 47RU 800mmx1200mm | Sıngle Front Glass Door - Full rear |  |  | 511.6 | 487 | 463 | 470 | 412.2807 | 438.5965
MR.HD.GTN24U88GG.01_GRID | KRG2488SG2 | - | 24RU 800mmx800mm | Sıngle Front Glass Door - Sıngle rear glass door |  |  | 312.5 | 298 | 283 | 285 | 250 | 265.9574
MR.HD.GTN27U88GG.01_GRID | KRG2788SG2 | - | 27RU 800mmx800mm | Sıngle Front Glass Door - Sıngle rear glass door |  |  | 328.1 | 312 | 297 | 300 | 263.1579 | 279.9552
MR.HD.GTN32U88GG.01_GRID | KRG3288SG2 | - | 32RU 800mmx800mm | Sıngle Front Glass Door - Sıngle rear glass door |  |  | 363.4 | 346 | 329 | 335 | 293.8596 | 312.6166
MR.HD.GTN33U88GG.01_GRID | KRG3388SG2 | - | 33RU 800mmx800mm | Sıngle Front Glass Door - Sıngle rear glass door |  |  | 370.6 | 353 | 336 | 340 | 298.2456 | 317.2826
MR.HD.GTN42U88GG.01_GRID | KRG4288SG2 | - | 42RU 800mmx800mm | Sıngle Front Glass Door - Sıngle rear glass door |  |  | 417.4016 | 398 | 378 | 385 | 337.7193 | 359.2758
MR.HD.GTN47U88GG.01_GRID | KRG4788SG2 | - | 47RU 800mmx800mm | Sıngle Front Glass Door - Sıngle rear glass door |  |  | 455.6988 | 434 | 412 | 420 | 368.4211 | 391.9373
MR.HD.GTN42U81GG.01_GRID | KRG42810SG2 | - | 42RU 800mmx1000mm | Sıngle Front Glass Door - Sıngle rear glass door |  |  | 443.7 | 423 | 402 | 410 | 359.6491 | 382.6054
MR.HD.GTN42U812GG.01_GRID | KRG42812SG2 | - | 42RU 800mmx1200mm | Sıngle Front Glass Door - Sıngle rear glass door |  |  | 490.2 | 467 | 444 | 450 | 394.7368 | 419.9328
MR.HD.GTN47U812GG.01_GRID | KRG47812SG2 | - | 47RU 800mmx1200mm | Sıngle Front Glass Door - Sıngle rear glass door |  |  | 535.9 | 510 | 485 | 500 | 438.5965 | 466.592
Mirsan Product Code | ukn products codes | ukn number codes | Dimensions | Door Configurations | Unit Price | Unit Price | Unit Price | Unit Price | TG | Unit Price | SYMEA DDP Prices | SYSKERN DDP Prices |  | Ex Works Eskisehir
MR.HD.GTN24U11G.01_GRID | KRG241010SGR |  | 24RU 1000mmx1000mm | Sıngle Front Glass Door - Full rear | [5 empty] | 359.7 | 315.5263 | 335.6663
MR.HD.GTN27U11G.01_GRID | KRG271010SGR |  | 27RU 1000mmx1000mm | Sıngle Front Glass Door - Full rear | [5 empty] | 390.8 | 342.807 | 364.6883
MR.HD.GTN32U11G.01_GRID | KRG321010SGR |  | 32RU 1000mmx1000mm | Sıngle Front Glass Door - Full rear | [5 empty] | 427.3 | 374.8246 | 398.7495
MR.HD.GTN42U11G.01_GRID | KRG421010SGR |  | 42RU 1000mmx1000mm | Sıngle Front Glass Door - Full rear | [5 empty] | 486.2 | 426.4912 | 453.7141
MR.HD.GTN47U11G.01_GRID | KRG471010SGR |  | 47RU 1000mmx1000mm | Sıngle Front Glass Door - Full rear | [5 empty] | 516.1 | 452.7193 | 481.6163
MR.HD.GTN24U11GG.01_GRID | KRG241010SG2 |  | 24RU 1000mmx1000mm | Sıngle Front Glass Door - Sıngle rear glass door | [5 empty] | 394.2 | 345.7895 | 367.8611
MR.HD.GTN27U11GG.01_GRID | KRG271010SG2 |  | 27RU 1000mmx1000mm | Sıngle Front Glass Door - Sıngle rear glass door | [5 empty] | 425.5 | 373.2456 | 397.0698
MR.HD.GTN32U11GG.01_GRID | KRG321010SG2 |  | 32RU 1000mmx1000mm | Sıngle Front Glass Door - Sıngle rear glass door | [5 empty] | 464.6 | 407.5439 | 433.5573
MR.HD.GTN42U11GG.01_GRID | KRG421010SG2 |  | 42RU 1000mmx1000mm | Sıngle Front Glass Door - Sıngle rear glass door | [5 empty] | 528.5 | 463.5965 | 493.1878
MR.HD.GTN47U11GG.01_GRID | KRG471010SG2 |  | 47RU 1000mmx1000mm | Sıngle Front Glass Door - Sıngle rear glass door | [5 empty] | 561.4 | 492.4561 | 523.8895
MR.HD.GTN33U11DG.01_GRID | KRG321010DGR |  | 32RU 1000mmx1000mm | Double Front Glass Door - Full rear | [5 empty] | 461.6 | 404.9123 | 430.7577
MR.HD.GTN42U11DG.01_GRID | KRG421010DGR |  | 42RU 1000mmx1000mm | Double Front Glass Door - Full rear | [5 empty] | 505.3 | 443.2456 | 471.5379
MR.HD.GTN47U11DG.01_GRID | KRG471010DGR |  | 47RU 1000mmx1000mm | Double Front Glass Door - Full rear | [5 empty] | 529.7 | 464.6491 | 494.3076
MR.HD.GTN33U11DGDG.01_GRID | KRG321010DG2 |  | 32RU 1000mmx1000mm | Double Front Glass Door - double rear glass door | [5 empty] | 513.9 | 450.7895 | 479.5633
MR.HD.GTN42U11DGDG.01_GRID | KRG421010DG2 |  | 42RU 1000mmx1000mm | Double Front Glass Door - double rear glass door | [5 empty] | 561.1 | 492.193 | 523.6096
MR.HD.GTN47U11DGDG.01_GRID | KRG471010DG2 |  | 47RU 1000mmx1000mm | Double Front Glass Door - double rear glass door | [5 empty] | 588.2 | 515.9649 | 548.8988
MR.HD.GTN33U11DP.01_GRID | KRG321010DPR |  | 32RU 1000mmx1000mm | Double Front Perforated Door - Full Rear | [5 empty] | 454.2 | 398.4211 | 423.8522
MR.HD.GTN42U11DP.01_GRID | KRG421010DPR |  | 42RU 1000mmx1000mm | Double Front Perforated Door - Full Rear | [5 empty] | 495.4 | 434.5614 | 462.2994
MR.HD.GTN47U11DP.01_GRID | KRG471010DPR |  | 47RU 1000mmx1000mm | Double Front Perforated Door - Full Rear | [5 empty] | 518.3 | 454.6491 | 483.6693
MR.HD.GTN33U11DPDP.01_GRID | KRG321010DP2 |  | 32RU 1000mmx1000mm | Double Front Perforated Door - Double Rear Perforated Door | [5 empty] | 497.6 | 436.4912 | 464.3524
MR.HD.GTN42U11DPDP.01_GRID | KRG421010DP2 |  | 42RU 1000mmx1000mm | Double Front Perforated Door - Double Rear Perforated Door | [5 empty] | 541.1 | 474.6491 | 504.9459
MR.HD.GTN47U11DPDP.01_GRID | KRG471010DP2 |  | 47RU 1000mmx1000mm | Double Front Perforated Door - Double Rear Perforated Door | [5 empty] | 565.4 | 495.9649 | 527.6222
Mirsan Product Code | ukn products codes | ukn number codes | Dimensions | Door Configurations | Unit Price | Unit Price | Unit Price | Unit Price | TG | Unit Price | SYMEA DDP Prices | SYSKERN DDP Prices |  | Ex Works Eskisehir
MR.HD.GTN42U88NFR.01_GRID |  |  |  | 42U W=800MM D=800MM GTN HYBRID GRID SERIES STANDING TYPE CABINET BLACK (WITHOUT FRONT AND REAR DOORS, WITHOUT HINGES, SIDE DOORS ARE ONE SIZE, MR.ODK42UPK.01 INCLUDED) | xx |  |  |  |  | 267.4 | 234.5614 | 249.5334
MR.HD.GTN42U81NFR.01_GRID |  |  |  | 42U W=800MM D=1000MM GTN HYBRID GRID SERIES STANDING TYPE CABINET BLACK (WITHOUT FRONT AND REAR DOORS, WITHOUT HINGES, SIDE DOORS ARE ONE SIZE, MR.ODK42UPK.01 INCLUDED) | xx |  |  |  |  | 292.4 | 256.4912 | 272.863
MD142S-800-42U-CKC.01 |  |  |  | SYMEA NEW GENERATION GTN HYBRID SERIES W=800mm 42U LIFT-AND-DETACH HINGED SINGLE METAL FRAMED GLASS DOOR MODULE BLACK (PACKAGED) | xx |  |  |  |  | 77.3 | 67.807 | 72.1351
MD142S-800-42U-CKCSET.01 |  |  |  | SYMEA NEW GENERATION GTN HYBRID SERIES W=800mm 42U LIFT-AND-DETACH HINGED DOUBLE METAL FRAMED GLASS DOOR MODULE BLACK (1 LOCK SIDE, 1 HINGE SIDE) | xx |  |  |  |  | 94.6 | 82.9825 | 88.2792
MD142S-800-42U-DOK63.01 |  |  |  | SYMEA NEW GENERATION GTN HYBRID SERIES, PACKAGED, W=800mm, 42U, LIFT-AND-DETACH HINGED, 63% SINGLE PERFORATED COVER MODULE, BLACK. | xx |  |  |  |  | 71.1 | 62.3684 | 66.3494
MD142S-800-42U-PAK63SET.01 |  |  |  | SYMEA NEW GENERATION GTN HYBRID SERIES W=800mm 42U LIFT-AND-PULL HINGED 63% DOUBLE PERFORATED COVER MODULE BLACK (1 LOCK SIDE, 1 HINGE SIDE) | xx |  |  |  |  | 86.8 | 76.1404 | 81.0004
MD142S-800-42U-OMK.01 |  |  |  | SYMEA NEW GENERATION GTN HYBRID SERIES W=800mm 42U LIFT-AND-DETACH HINGED SINGLE METAL COVER MODULE BLACK (PACKAGED) | xx |  |  |  |  | 58.4 | 51.2281 | 54.4979
MR.ODK26UPK.01 | KRGVCO26 |  | 92x92x1241 | 26U vPlastic Hook Vertical Cable Organizer, 1 Set = 2 Pieces (Right/Left), Black | [5 empty] | 40.7 | 35.7018 | 37.9806
MR.ODK32UPK.01 | KRGVCO32 |  | 92x92x1508 | 32U Plastic Hook Vertical Cable Organizer, 1 Set = 2 Pieces (Right/Left), Black | [5 empty] | 48.4 | 42.4561 | 45.1661
MR.ODK36UPK.01 | KRGVCO36 |  | 92x92x1686 | 36U Plastic Hook Vertical Cable Organizer, 1 Set = 2 Pieces (Right/Left), Black | [5 empty] | 53.35 | 46.7982 | 49.7854
MR.ODK40UPK.01 | KRGVCO40 |  | 92x92x1863 | 40U vPlastic Hook Vertical Cable Organizer, 1 Set = 2 Pieces (Right/Left), Black | [5 empty] | 56.65 | 49.693 | 52.8649
MR.ODK42UPK.01 | KRGVCO42 |  | 92x92x1952 | 42U Plastic Hook Vertical Cable Organizer, 1 Set = 2 Pieces (Right/Left), Black | [5 empty] | 59.95 | 52.5877 | 55.9444
MR.HD.GTN42U88MM.01_GRID | KRG4288FD |  | 42RU 800mmx800mm | 42U W=800MM D=800MM GTN HYBRID GRID SERIES STANDING TYPE CABINET BLACK (SINGLE METAL DOOR FRONT AND REAR, SINGLE SIZE SIDE DOORS, MR.ODK42UPK.01 INCLUDED) | [5 empty] | 338 | 296.4912 | 315.4162
MR.HD.GTN42U88DMDM.01_GRID | KRG4288FD2 |  | 42RU 800mmx800mm | 42U W=800MM D=800MM GTN HYBRID GRID SERIES STANDING TYPE CABIN BLACK (DOUBLE METAL DOORS FRONT AND REAR, SINGLE SIZE SIDE DOORS, MR.ODK42UPK.01 INCLUDED) | [5 empty] | 351 | 307.8947 | 327.5476
MR.HD.GTN42U66MM.01_GRID | KRG4266FD |  | 42RU 600mmx600mm | 42U W=600MM D=600MM GTN HYBRID GRID SERIES STANDING TYPE CABINET BLACK (SINGLE METAL DOOR FRONT AND REAR, SINGLE SIZE SIDE DOORS) | [5 empty] | 249 | 218.4211 | 232.3628
MR.HD.GTN42U64MM.01_GRID | KRG4264FD |  | 42RU 600mmx400mm | 42U W=600MM D=400MM GTN HYBRID GRID SERIES STANDING TYPE CABINET BLACK (SINGLE METAL DOOR FRONT AND REAR, SINGLE SIZE SIDE DOORS) | [5 empty] | 221 | 193.8596 | 206.2337
MR.HD.GTN24U64MM.01_GRID | KRG2464FD |  | 24RU 600mmx400mm | 24U W=600MM D=400MM GTN HYBRID GRID SERIES STANDING TYPE CABIN BLACK (SINGLE METAL DOOR FRONT AND REAR, SINGLE SIZE SIDE DOORS) | [5 empty] | 176 | 154.386 | 164.2404
MR.HD.GTN24U66MM.01_GRID | KRG2466FD |  | 24RU 600mmx600mm | 24U W=600MM D=600MM GTN HYBRID GRID SERIES STANDING TYPE CABINET BLACK (SINGLE METAL DOOR FRONT AND REAR, SINGLE SIZE SIDE DOORS) | [5 empty] | 194.4 | 170.5263 | 181.411

## RACKS & OPEN RACKS
[9 empty] | Coeff Trsp | Coeff Trsp | 1 | 0.94
[9 empty] | €/$ | €/$ | 1.14
|  |  |  | 2025-03-25 | 2025-04-04 | 2025-07-21 | 2025-07-25 | 2025-07-25 | 2025-07-31 | 2025-07-31 |  |  | Competitors prices
Product Description | ukn products codes | ukn number codes | Mirsan Code | SYMEA PRICES | SYMEA PRICES | SYMEA PRICES | SYMEA PRICES | TG | SYMEA PRICES | SYMEA PRICES | SYMEA DDP Prices | SYSKERN DDP Prices | Ex Works Eskisehir
691707IP55.2 | KWI07600 | - | MR.IP55W07U60.03 | 166.93 | 136.85 |  |  | $120,00 | 120 | 120 | 105.2632 | 111.9821
691709IP55.2 | KWI09600 | - | MR.IP55W09U60.03 | 175.34 | 152.95 |  |  | $130,00 | 130 | 130 | 114.0351 | 121.3139
691712IP55.2 | KWI12600 | - | MR.IP55W12U60.03 | 186.13 | 165.6 |  |  | $140,00 | 140 | 140 | 122.807 | 130.6458
691716IP55.2 | KWI16600 | - | MR.IP55W16U60.03 | 202.22 | 181.7 |  |  | $160,00 | 160 | 160 | 140.3509 | 149.3094
691718IP55.3 | KWI18600 | - | MR.IP55W18U60.03 |  |  |  |  | $170,00 | 170 | 170 | 149.1228 | 158.6413
691722IP55.2 | KWI20600 | - | MR.IP55W20U60.03 | 217.6 | 204.13 |  |  | $180,00 | 180 | 180 | 157.8947 | 167.9731
691720IP55.3 | KWI22600 | - | MR.IP55W22U60.03 |  |  |  |  | $200,00 | 200 | 200 | 175.4386 | 186.6368
Product Description | ukn products codes | ukn number codes | Mirsan Code | SYMEA PRICES | SYMEA PRICES | SYMEA PRICES | SYMEA PRICES | TG | SYMEA PRICES | SYMEA PRICES | SYMEA DDP Prices | SYSKERN DDP Prices | Ex Works Eskisehir
MR.IP55W07U66.03_SYM | KWI07600FDRA | - | 07U W=600mm D=600mm Wall-Mounted IP55 Cabinet 7035 Outdoor (Internally Lockable Side Panels, Front-Handled Lockable Metal Door) | 0 |  | 227.2 |  | 156 | 185 | 185 | 162.2807 | 172.639
MR.IP55W09U66.03_SYM | KWI09600FDRA | - | 09U W=600mm D=600mm Wall-Mounted IP55 Cabinet 7035 Outdoor (Internally Lockable Side Panels, Front-Handled Lockable Metal Door) | 0 |  | 236.9 |  | 169 | 195 | 195 | 171.0526 | 181.9709
MR.IP55W12U66.03_SYM | KWI12600FDRA | - | 12U W=600mm D=600mm Wall-Mounted IP55 Cabinet 7035 Outdoor (Internally Lockable Side Panels, Front-Handled Lockable Metal Door) | 0 |  | 251.6 |  | 182 | 210 | 210 | 184.2105 | 195.9686
MR.IP55W16U66.03_SYM | KWI16600FDRA | - | 16U W=600mm D=600mm Wall-Mounted IP55 Cabinet 7035 Outdoor (Internally Lockable Side Panels, Front-Handled Lockable Metal Door) | 0 |  | 279.7 |  | 208 | 225 | 225 | 197.3684 | 209.9664
MR.IP55W18U66.03_SYM | KWI18600FDRA | - | 18U W=600mm D=600mm Wall-Mounted IP55 Cabinet 7035 Outdoor (Internally Lockable Side Panels, Front-Handled Lockable Metal Door) | 0 |  | 290.9 | 277 | 221 | 250 | 250 | 219.2982 | 233.296
MR.IP55W20U66.03_SYM | KWI20600FDRA | - | 20U W=600mm D=600mm Wall-Mounted IP55 Cabinet 7035 Outdoor (Internally Lockable Side Panels, Front-Handled Lockable Metal Door) | 0 |  | 298.5 |  | 234 | 270 | 270 | 236.8421 | 251.9597
MR.IP55W22U66.03_SYM | KWI22600FDRA | - | 22U W=600mm D=600mm Wall-Mounted IP55 Cabinet 7035 Outdoor (Internally Lockable Side Panels, Front-Handled Lockable Metal Door) | 0 |  | 309.8 | 295 | 260 | 280 | 280 | 245.614 | 261.2915
MR.IP55W07U66.03_CK_SYM | KWI07600SGRA | - | 07U W=600mm D=600mm Wall-Mounted IP55 Cabinet 7035 Outdoor (Internally Lockable Side Panels, Front-Handled Lockable Glass Door) | 0 |  | 227.2 | 224 | 156 | 195 | 195 | 171.0526 | 181.9709
MR.IP55W09U66.03_CK_SYM | KWI09600SGRA | - | 09U W=600mm D=600mm Wall-Mounted IP55 Cabinet 7035 Outdoor (Internally Lockable Side Panels, Front-Handled Lockable Glass Door) | 0 |  | 236.9 | 234 | 169 | 205 | 205 | 179.8246 | 191.3027
MR.IP55W12U66.03_CK_SYM | KWI12600SGRA | - | 12U W=600mm D=600mm Wall-Mounted IP55 Cabinet 7035 Outdoor (Internally Lockable Side Panels, Front-Handled Lockable Glass Door) | 0 |  | 251.6 | 248 | 182 | 220 | 220 | 192.9825 | 205.3005
MR.IP55W16U66.03_CK_SYM | KWI16600SGRA | - | 16U W=600mm D=600mm Wall-Mounted IP55 Cabinet 7035 Outdoor (Internally Lockable Side Panels, Front-Handled Lockable Glass Door) | 0 |  | 279.7 | 276 | 208 | 235 | 235 | 206.1404 | 219.2982
MR.IP55W18U66.03_CK_SYM | KWI18600SGRA | - | 18U W=600mm D=600mm Wall-Mounted IP55 Cabinet 7035 Outdoor (Internally Lockable Side Panels, Front-Handled Lockable Glass Door) | 0 |  | 290.9 | 284 | 221 | 260 | 260 | 228.0702 | 242.6278
MR.IP55W20U66.03_CK_SYM | KWI20600SGRA | - | 20U W=600mm D=600mm Wall-Mounted IP55 Cabinet 7035 Outdoor (Internally Lockable Side Panels, Front-Handled Lockable Glass Door) | 0 |  | 298.5 | 294 | 234 | 280 | 280 | 245.614 | 261.2915
MR.IP55W22U66.03_CK_SYM | KWI22600SGRA | - | 22U W=600mm D=600mm Wall-Mounted IP55 Cabinet 7035 Outdoor (Internally Lockable Side Panels, Front-Handled Lockable Glass Door) | 0 |  | 309.8 | 304 | 260 | 290 | 290 | 254.386 | 270.6234
MR.IP55W07U68.03_SYM | KWI07800FDRA | - | 07U W=600mm D=800mm Wall-Mounted IP55 Cabinet 7035 Outdoor (Internally Lockable Side Panels, Front-Handled Lockable Metal Door) | 0 |  | 251.2 | 239 | 175 | 205 | 205 | 179.8246 | 191.3027
MR.IP55W09U68.03_SYM | KWI09800FDRA | - | 09U W=600mm D=800mm Wall-Mounted IP55 Cabinet 7035 Outdoor (Internally Lockable Side Panels, Front-Handled Lockable Metal Door) | 0 |  | 262.1 | 250 | 190 | 215 | 215 | 188.5965 | 200.6346
MR.IP55W12U68.03_SYM | KWI12800FDRA | - | 12U W=600mm D=800mm Wall-Mounted IP55 Cabinet 7035 Outdoor (Internally Lockable Side Panels, Front-Handled Lockable Metal Door) | 0 |  | 278.4 | 265 | 202 | 233 | 233 | 204.386 | 217.4319
MR.IP55W16U68.03_SYM | KWI16800FDRA | - | 16U W=600mm D=800mm Wall-Mounted IP55 Cabinet 7035 Outdoor (Internally Lockable Side Panels, Front-Handled Lockable Metal Door) | 0 |  | 310.2 | 295 | 231 | 250 | 250 | 219.2982 | 233.296
MR.IP55W18U68.03_SYM | KWI18800FDRA | - | 18U W=600mm D=800mm Wall-Mounted IP55 Cabinet 7035 Outdoor (Internally Lockable Side Panels, Front-Handled Lockable Metal Door) | 0 |  | 320.4 | 305 | 246 | 275 | 275 | 241.2281 | 256.6256
MR.IP55W20U68.03_SYM | KWI20800FDRA | - | 20U W=600mm D=800mm Wall-Mounted IP55 Cabinet 7035 Outdoor (Internally Lockable Side Panels, Front-Handled Lockable Metal Door) | 0 |  | 331.1 | 315 | 260 | 295 | 295 | 258.7719 | 275.2893
MR.IP55W22U68.03_SYM | KWI22800FDRA | - | 22U W=600mm D=800mm Wall-Mounted IP55 Cabinet 7035 Outdoor (Internally Lockable Side Panels, Front-Handled Lockable Metal Door) | 0 |  | 341.3 | 325 | 289 | 315 | 315 | 276.3158 | 293.953
MR.IP55W07U68.03_CK_SYM | KWI07800SGRA | - | 07U W=600mm D=800mm Wall-Mounted IP55 Cabinet 7035 Outdoor (Internally Lockable Side Panels, Front-Handled Lockable Glass Door) | 0 |  | 257.6 | 245 | 175 | 215 | 215 | 188.5965 | 200.6346
MR.IP55W09U68.03_CK_SYM | KWI09800SGRA | - | 09U W=600mm D=800mm Wall-Mounted IP55 Cabinet 7035 Outdoor (Internally Lockable Side Panels, Front-Handled Lockable Glass Door) | 0 |  | 268.7 | 256 | 190 | 225 | 225 | 197.3684 | 209.9664
MR.IP55W12U68.03_CK_SYM | KWI12800SGRA | - | 12U W=600mm D=800mm Wall-Mounted IP55 Cabinet 7035 Outdoor (Internally Lockable Side Panels, Front-Handled Lockable Glass Door) | 0 |  | 285.5 | 272 | 202 | 240 | 240 | 210.5263 | 223.9642
MR.IP55W16U68.03_CK_SYM | KWI16800SGRA | - | 16U W=600mm D=800mm Wall-Mounted IP55 Cabinet 7035 Outdoor (Internally Lockable Side Panels, Front-Handled Lockable Glass Door) | 0 |  | 317.8 | 303 | 231 | 260 | 260 | 228.0702 | 242.6278
MR.IP55W18U68.03_CK_SYM | KWI18800SGRA | - | 18U W=600mm D=800mm Wall-Mounted IP55 Cabinet 7035 Outdoor (Internally Lockable Side Panels, Front-Handled Lockable Glass Door) | 0 |  | 328.4 | 313 | 246 | 285 | 285 | 250 | 265.9574
MR.IP55W20U68.03_CK_SYM | KWI20800SGRA | - | 20U W=600mm D=800mm Wall-Mounted IP55 Cabinet 7035 Outdoor (Internally Lockable Side Panels, Front-Handled Lockable Glass Door) | 0 |  | 339.0022 | 323 | 260 | 310 | 310 | 271.9298 | 289.287
MR.IP55W22U68.03_CK_SYM | KWI22800SGRA | - | 22U W=600mm D=800mm Wall-Mounted IP55 Cabinet 7035 Outdoor (Internally Lockable Side Panels, Front-Handled Lockable Glass Door) | 0 |  | 349.8 | 334 | 289 | 320 | 320 | 280.7018 | 298.6189
| KWIBASE600 | - | BASE FOR RACK 600MM - W600 / D600 / H100 | [5 empty] | 39.4 | 39.4 | 34.5614 | 36.7675
| KWI12UFD | - | PORTE PLEINE 12U IP55 AVEC SERRURE | [5 empty] | 37.7 | 37.7 | 33.0702 | 35.181
|  |  |  | 2024-11-18 |  | 2025-07-21 | 2025-07-25 | 2025-07-25 | 2025-07-31 | 2026-06-30 |  |  | Competitors prices
Product Code | ukn products codes | ukn number codes | Dimensions | Unit Price | Unit Price | Unit Price | Unit Price | TG | Unit Price | Unit Price | SYMEA DDP Prices | SYSKERN DDP Prices | Ex Works Eskisehir | Pallet Dimensions | Qty
MR.WTC06U45MN.01_KYK_SYM | KWG06450 | - | 06U W=565MM D=450MM Assembled, Side Panel with O-Lock COM-BOX Black | 45 |  | 63.8 | 59 | 40 | 55 | 51.8 | 45.4386 | 48.3389 | 39.13 | 950x1200x2100 | 20 |  | 64.4519
MR.WTC09U45MN.01_KYK_SYM | KWG09450 | - | 09U W=565MM D=450MM Assembled, Side Panel with O-Lock COM-BOX Black | 49 |  | 71.6 | 66 | 45 | 60 | 58.3 | 51.1404 | 54.4046 | 44.84 | 950x1200x2200 | 16 |  | 72.5395
MR.WTC10U45MN.01_KYK_SYM | KWG10450 | - | 10U W=565MM D=450MM Assembled, Side Panel with O-Lock COM-BOX Black | [5 empty] | 62 | 62 | 54.386 | 57.8574 |  | 950x1200x2200 | 16 |  | 77.1432
MR.WTC12U45MN.01_KYK_SYM | KWG12450 | - | 12U W=565MM D=450MM Assembled, Side Panel with O-Lock COM-BOX Black | 55 |  | 79.3 | 74 | 55 | 65 | 64.6 | 56.6667 | 60.2837 | 54.77 | 950x1200x2100 | 12 |  | 80.3783
MR.WTC13U45MN.01_KYK_SYM | KWG13450 | - | 13U W=565MM D=450MM Assembled, Side Panel with O-Lock COM-BOX Black | [5 empty] | 70 | 70 | 61.4035 | 65.3229 |  | 950x1200x2100 | 12 |  | 87.0972
MR.WTC15U45MN.01_KYK_SYM | KWG15450 | - | 15U W=565MM D=450MM Assembled, Side Panel with O-Lock COM-BOX Black | 64 |  | 88.7 | 82 | 65 | 75 | 72.3 | 63.4211 | 67.4692 | 63.12 | 950x1200x2400 | 10 |  | 89.9589
MR.WTC18U45MN.01_KYK_SYM | KWG18450 | - | 18U W=565MM D=450MM Assembled, Side Panel with O-Lock COM-BOX Black | 75 |  | 97.1 | 90 | 75 | 80 | 80 | 70.1754 | 74.6547 |  | 950x1200x1850 | 8 |  | 99.5396
MR.WTC22U45MN.01_KYK_SYM | KWG22450 | - | 22U W=565MM D=450MM Assembled, Side Panel with O-Lock COM-BOX Black |  |  | 108.8 | 100 | 85 | 90 | 90 | 78.9474 | 83.9866 |  | 950x1200x2200 | 8 |  | 111.9821
MR.WTC06U60MN.01_KYK_SYM | KWG06600 | - | 06U W=565MM D=600MM Assembled, Side Panel with O-Lock COM-BOX Black | 54 |  | 69.5 | 64 | 52 | 60 | 56.3 | 49.386 | 52.5383 |  | 1200x1300x2100 | 20 |  | 70.051
MR.WTC09U60MN.01_KYK_SYM | KWG09600 | - | 09U W=565MM D=600MM Assembled, Side Panel with O-Lock COM-BOX Black | 57 |  | 78.1 | 72 | 55 | 65 | 63.4 | 55.614 | 59.1639 | 55.27 | 1200x1300x2200 | 16 |  | 78.8852
MR.WTC10U60MN.01_KYK_SYM | KWG10600 | - | 10U W=565MM D=600MM Assembled, Side Panel with O-Lock COM-BOX Black | [5 empty] | 68 | 68 | 59.6491 | 63.4565 |  | 1200x1300x2200 | 16 |  | 84.6087
MR.WTC12U60MN.01_KYK_SYM | KWG12600 | - | 12U W=565MM D=600MM Assembled, Side Panel with O-Lock COM-BOX Black | 65 |  | 86.4 | 80 | 60 | 72 | 70.2 | 61.5789 | 65.5095 | 63.12 | 1200x1300x2100 | 12 |  | 87.346
MR.WTC13U60MN.01_KYK_SYM | KWG13600 | - | 13U W=565MM D=600MM Assembled, Side Panel with O-Lock COM-BOX Black | [5 empty] | 75 | 75 | 65.7895 | 69.9888 |  | 1200x1300x2100 | 12 |  | 93.3184
MR.WTC15U60MN.01_KYK_SYM | KWG15600 | - | 15U W=565MM D=600MM Assembled, Side Panel with O-Lock COM-BOX Black | 75 |  | 96.7 | 90 | 74 | 80 | 78.7 | 69.0351 | 73.4416 | 74.13 | 1200x1300x2400 | 10 |  | 97.9221
MR.WTC18U60MN.01_KYK_SYM | KWG18600 | - | 18U W=565MM D=600MM Assembled, Side Panel with O-Lock COM-BOX Black | 84 |  | 105.8 | 98 | 80 | 90 | 86.3 | 75.7018 | 80.5338 | 82.92 | 1200x1300x1850 | 8 |  | 107.3784
MR.WTC22U60MN.01_KYK_SYM | KWG22600 | - | 22U W=565MM D=600MM Assembled, Side Panel with O-Lock COM-BOX Black |  |  | 118.5 | 110 | 92 | 100 | 100 | 87.7193 | 93.3184 |  | 1200x1300x2200 | 8 |  | 124.4245
MD32-10U-450-KYK.01_SYM |  |  | 10U 450mm Depth Mounted Lockable Side Cover Module, Black | [5 empty] | 7.1 | 7.1 | 6.2281 | 6.6256
MD32-13U-450-KYK.01_SYM |  |  | 13U 450mm Depth Mounted Lockable Side Cover Module, Black | [5 empty] | 8 | 8 | 7.0175 | 7.4655
MD32-22U-450-KYK.01_SYM |  |  | 22U 450mm Depth Mounted Lockable Side Cover Module, Black | [5 empty] | 11.2 | 11.2 | 9.8246 | 10.4517
MD32-10U-600-KYK.01_SYM |  |  | 10U 600mm Depth Mounted Lockable Side Cover Module, Black | [5 empty] | 8.6 | 8.6 | 7.5439 | 8.0254
MD32-13U-600-KYK.01_SYM |  |  | 13U 600mm Depth Mounted Lockable Side Cover Module, Black | [5 empty] | 9.9 | 9.9 | 8.6842 | 9.2385
MD32-22U-600-KYK.01_SYM |  |  | 12U 600mm Depth Mounted Lockable Side Cover Module, Black | [5 empty] | 14.4 | 14.4 | 12.6316 | 13.4378
MD35-10U-TAK.01_SYM |  |  | 10U 565mm Width Mounted Lockable Rear Cover Module, Black | [5 empty] | 7.9 | 7.9 | 6.9298 | 7.3722
MD35-13U-TAK.01_SYM |  |  | 13U 565mm Width Mounted Lockable Rear Cover Module, Black | [5 empty] | 9.6 | 9.6 | 8.4211 | 8.9586
MD35-22U-TAK.01_SYM |  |  | 22U 565mm Width Mounted Lockable Rear Cover Module, Black | [5 empty] | 15 | 15 | 13.1579 | 13.9978
|  |  |  | 2025-05-22 | [8 empty] | Competitors prices
Product Code | ukn products codes | ukn number codes | Product Description | Unit Price | Unit Price | Unit Price | Unit Price |  | Unit Price | Unit Price | SYMEA DDP Prices | SYSKERN DDP Prices | Ex Works Eskisehir
MR.OPR42UDF45.XX |  |  | 42U D=450mm Open Frame Double Frame - D=450 H=2000 | 156.88 | [6 empty] | 137.614 | 146.3979
MR.OPR42UDF60.XX |  |  | 42U D=600mm Open Frame Double Frame - D=600 H=2000 | 162.98 | [6 empty] | 142.9649 | 152.0903
MR.OPR42UDF80.XX |  |  | 42U D=800mm Open Frame Double Frame - D=800 H=2000 | 172.37 | [6 empty] | 151.2018 | 160.8529
MR.OPR42UDF100.XX |  |  | 42U D=1000mm Open Frame Double Frame - D=1000 H=2000 | 181.96 | [6 empty] | 159.614 | 169.8022
Product Description | ukn products codes | ukn number codes | Mirsan Code | SYMEA PRICES | SYMEA PRICES | SYMEA PRICES | SYMEA PRICES |  | SYMEA PRICES | SYMEA PRICES | SYMEA DDP Prices | SYSKERN DDP Prices | Ex Works Eskisehir
CO126080MN |  |  | MR.WTN12U68.01 | 133.06 | 123.88 | [5 empty] | 108.6667 | 115.6028
CO166080MN |  |  | MR.WTN16U68.01 | 147.55 | 137.37 | [5 empty] | 120.5 | 128.1915
CO206080MN |  |  | MR.WTN20U68.01 | 166.73 | 155.23 | [5 empty] | 136.1667 | 144.8582
CO226080MN |  |  | MR.WTN22U68.01 | 174.62 | 162.57 | [5 empty] | 142.6053 | 151.7077
CO266080MN |  |  | MR.WTN26U68.01 | 189.76 | 176.67 | [5 empty] | 154.9737 | 164.8656
Product Code | ukn products codes | ukn number codes | Product Description | Unit Price | Unit Price | Unit Price | Unit Price |  | Unit Price | Unit Price | SYMEA DDP Prices | SYSKERN DDP Prices | Ex Works Eskisehir
MR.IP66W60406U.03 |  |  | 6U 19'' W=600mm D=400mm Double-Walled Wall-Mounted External Panel, White | [5 empty] | 202.4 | 202.4 | 177.5439 | 188.8764
MR.IP66W60407U.03 |  |  | 7U 19'' W=600mm D=400mm Double-Walled Wall-Mounted External Panel, White | [5 empty] | 206.3 | 206.3 | 180.9649 | 192.5159
MR.IP66W60409U.03 |  |  | 9U 19'' W=600mm D=400mm Double-Walled Wall-Mounted External Panel, White | [5 empty] | 216.6 | 216.6 | 190 | 202.1277
MR.IP66W604010U.03 |  |  | 10U 19'' W=600mm D=400mm Double-Walled Wall-Mounted External Panel, White | [5 empty] | 223.2 | 223.2 | 195.7895 | 208.2867
MR.IP66W604012U.03 |  |  | 12U 19'' W=600mm D=400mm Double-Walled Wall-Mounted External Panel, White | [5 empty] | 227.5 | 227.5 | 199.5614 | 212.2994
MR.IP66W604013U.03 |  |  | 13U 19'' W=600mm D=400mm Double-Walled Wall-Mounted External Panel, White | [5 empty] | 233.9 | 233.9 | 205.1754 | 218.2717
MR.IP66W604015U.03 |  |  | 15U 19'' W=600mm D=400mm Double-Walled Wall-Mounted External Panel, White | [5 empty] | 241.8 | 241.8 | 212.1053 | 225.6439
MR.IP66W604016U.03 |  |  | 16U 19'' W=600mm D=400mm Double-Walled Wall-Mounted External Panel, White | [5 empty] | 247.4 | 247.4 | 217.0175 | 230.8697
MR.IP66W604018U.03 |  |  | 18U 19'' W=600mm D=400mm Double-Walled Wall-Mounted External Panel, White | [5 empty] | 265.1 | 265.1 | 232.5439 | 247.3871
MR.IP66W604020U.03 |  |  | 20U 19'' W=600mm D=400mm Double-Walled Wall-Mounted External Panel, White | [5 empty] | 282.7 | 282.7 | 247.9825 | 263.8111
MR.IP66W604022U.03 |  |  | 22U 19'' W=600mm D=400mm Double-Walled Wall-Mounted External Panel, White | [5 empty] | 292.6 | 292.6 | 256.6667 | 273.0496
Product Code | ukn products codes | ukn number codes | Product Description | Unit Price | Unit Price | Unit Price | Unit Price |  | Unit Price | Unit Price | SYMEA DDP Prices | SYSKERN DDP Prices | Ex Works Eskisehir |  |  | PV
MR.IP66W60606U.03 |  | KWIP6606600 | 6U 19'' W=600mm D=600mm Double-Walled Wall-Mounted External Panel, White | [5 empty] | 230.6 | 230.6 | 202.2807 | 215.1922 |  |  |  | 253.1673
MR.IP66W60607U.03 |  | KWIP6607600 | 7U 19'' W=600mm D=600mm Double-Walled Wall-Mounted External Panel, White | [5 empty] | 234.8 | 234.8 | 205.9649 | 219.1116 |  |  |  | 257.7784
MR.IP66W60609U.03 |  | KWIP6609600 | 9U 19'' W=600mm D=600mm Double-Walled Wall-Mounted External Panel, White | [5 empty] | 244.9 | 244.9 | 214.8246 | 228.5368 |  |  |  | 268.8668
MR.IP66W606010U.03 |  | KWIP6610600 | 10U 19'' W=600mm D=600mm Double-Walled Wall-Mounted External Panel, White | [5 empty] | 250.7 | 250.7 | 219.9123 | 233.9492 |  |  |  | 275.2344
MR.IP66W606012U.03 |  | KWIP6612600 | 12U 19'' W=600mm D=600mm Double-Walled Wall-Mounted External Panel, White | [5 empty] | 257.4 | 257.4 | 225.7895 | 240.2016 |  |  |  | 282.5901
MR.IP66W606013U.03 |  | KWIP6613600 | 13U 19'' W=600mm D=600mm Double-Walled Wall-Mounted External Panel, White | [5 empty] | 263.1 | 263.1 | 230.7895 | 245.5207 |  |  |  | 288.8479
MR.IP66W606015U.03 |  | KWIP6615600 | 15U 19'' W=600mm D=600mm Double-Walled Wall-Mounted External Panel, White | [5 empty] | 272.2 | 272.2 | 238.7719 | 254.0127 |  |  |  | 298.8385
MR.IP66W606016U.03 |  | KWIP6616600 | 16U 19'' W=600mm D=600mm Double-Walled Wall-Mounted External Panel, White | [5 empty] | 277.4 | 277.4 | 243.3333 | 258.8652 |  |  |  | 304.5474
MR.IP66W606018U.03 |  | KWIP6618600 | 18U 19'' W=600mm D=600mm Double-Walled Wall-Mounted External Panel, White | [5 empty] | 292.5 | 292.5 | 256.5789 | 272.9563 |  |  |  | 321.1251
MR.IP66W606020U.03 |  | KWIP6620600 | 20U 19'' W=600mm D=600mm Double-Walled Wall-Mounted External Panel, White | [5 empty] | 306.7 | 306.7 | 269.0351 | 286.2075 |  |  |  | 336.7148
MR.IP66W606022U.03 |  | KWIP6622600 | 22U 19'' W=600mm D=600mm Double-Walled Wall-Mounted External Panel, White | [5 empty] | 316.4 | 316.4 | 277.5439 | 295.2594 |  |  |  | 347.364
[18 empty] | KWIP6607600 | 7U 19'' W=600mm D=600mm Double-Walled Wall-Mounted External Panel, White | 354.6675
[18 empty] | KWIP6609600 | 9U 19'' W=600mm D=600mm Double-Walled Wall-Mounted External Panel, White | 369.9236
[18 empty] | KWIP6612600 | 12U 19'' W=600mm D=600mm Double-Walled Wall-Mounted External Panel, White | 388.805
[18 empty] | KWIP6615600 | 15U 19'' W=600mm D=600mm Double-Walled Wall-Mounted External Panel, White | 411.1605
[18 empty] | KWIP6618600 | 18U 19'' W=600mm D=600mm Double-Walled Wall-Mounted External Panel, White | 441.8238
[18 empty] | KWIP6622600 | 22U 19'' W=600mm D=600mm Double-Walled Wall-Mounted External Panel, White | 477.925

## EDF MARKET
[12 empty] | Coeff Trsp | 1 | 0.94
[12 empty] | €/$ | 1.14
[7 empty] | 2025-04-18 | 2025-06-20 | 2025-07-21 | 2025-07-25 | 2025-07-25 | 2025-07-31
EDF EDF2 CABINET | Product Code | ukn products codes | ukn number codes |  | Product Description | SYMEA PRICES | SYMEA PRICES | SYMEA PRICES | SYMEA PRICES | SYMEA PRICES | TG | SYMEA PRICES | SYMEA PRICES | SYSKERN DDP Prices
F8842EDF2 | MR.HD.GTN42U88.01_EDF | KRG4288EDF | U1405002 | EDF Cabinet 42U 800 X 800 | 42U W=800mm D=800mm New Model GTN Hybrid Series Floor-Standing Cabinet Black (Front/Rear Leaf-Hinged Double Perforated Door, With Side Panels) (Incl. 1 Set of 2 ODKs, 1x300mm Cable Duct, 1 Set of 2 Z-Connection Kits, JUNCKIT, MR.TPS02) | 388.9 | 429.1 | 480.6 | 448.1 | 423 | 405 | 410 | 359.6491 | 382.6054
F8842EDF2EX | MR.HD.GTN42U88.01_YKPSZ_EDF | KRG4288EDFP | U1405003 | Extension of Cabinet F8842EDF2 (Cabinet without side panels for alignment of multiple Cabinets + Juxtaposition Kit) | 42U W=800mm D=800mm New Model GTN Hybrid Series Floor-Standing Cabinet Black (Front/Rear Leaf-Hinged Double Perforated Door, Doorless Side Panels) (Incl. 1 Set of 2 ODKs, 1x300mm Cable Duct, 1 Set of 2 Z-Connection Kits, JUNCKIT, MR.TPS02) | 326.1 | 366.2 | 419.9 | 386.5 | 364 | 346 | 355 | 311.4035 | 331.2803
F6642EDF2 | MR.HD.GTN42U66.01_EDF | KRG4266EDF | U1405004 | EDF Cabinet 42U 600 X 600 | 42U W=600mm D=600mm New Model GTN Hybrid Series Floor-Standing Cabinet Black (Front/Rear Leaf-Hinged Single Perforated Door, With Side Panels) (Incl. 1x300mm Cable Duct, JUNCKIT, MR.TPS02) | 275.1 | 310.5 | 334.6 | 329.1 | 320 | 295 | 310 | 271.9298 | 289.287
F6642EDF2 | MR.HD.GTN42U66DPDP.01_EDF | KRG4266EDF | U1405004 | EDF Cabinet 42U 600 X 600 | 42U W=600MM D=600MM NEW MODEL GTN HYBRID SERIES STANDING TYPE CABINET BLACK (FRONT AND REAR LIFT-AND-REMOVE HINGED DOUBLE PERFORATED DOORS, SIDE DOORS 42U ONE-PIECE (INCLUDING 1 300mm CABLE CHANNEL, 1 SET OF 4 JUCTION KIT, TPS02 INCLUDED)) | 275.1 | 310.5 | 334.6 | 329.1 | 320 | 295 | 331.7 | 290.9649 | 309.5371
F6642EDF2EX | MR.HD.GTN42U66.01_YKPSZ_EDF | KRG4266EDFP | U1405005 | Extension of Cabinet F6642EDF2 (Cabinet without side panels for alignment of multiple Cabinets + Juxtaposition Kit) | 42U W=600mm D=600mm New Model GTN Hybrid Series Floor-Standing Cabinet Black (Front/Rear Leaf-Hinged Single Perforated Door, Doorless Side Panels) (Incl. 1x300mm Cable Duct, JUNCKIT, TPS02) | 227.3 | 262.7 | 287.7 | 281.5 | 273 | 248 | 255 | 223.6842 | 237.9619
F6842EDF2 | MR.HD.GTN42U68.01_EDF | KRG4268EDF | U1405006 | EDF Cabinet 42U 600 X 800 | 42U W=600mm D=800mm New Model GTN Hybrid Series Floor-Standing Cabinet Black (Front/Rear Leaf-Hinged Single Perforated Door, With Side Panels) (Incl. 1x300mm Cable Duct, MR.TPS02, JUNCKIT) | 299.7 | 334.9 | 359.4 | 354.1 | 344 | 319 | 330 | 289.4737 | 307.9507
F6842EDF2 | MR.HD.GTN42U68DPDP.01_EDF | KRG4268EDF | U1405006 | EDF Cabinet 42U 600 X 800 | 42U W=600MM D=800MM NEW MODEL GTN HYBRID SERIES STANDING TYPE CABINET BLACK (FRONT AND REAR LIFT-AND-REMOVE HINGED DOUBLE PERFORATED DOORS, SIDE DOORS 42U ONE-PIECE (INCLUDING 1 300mm CABLE CHANNEL, 1 SET OF 4 JUCTION KIT, INCLUDING TPS02)) | 299.7 | 334.9 | 359.4 | 354.1 | 344 | 319 | 351.7 | 308.5088 | 328.2008
F6842EDF2EX | MR.HD.GTN42U68.01_YKPSZ_EDF | KRG4268EDFP | U1405007 | Extension of Cabinet F6842EDF2 (Cabinet without side panels for alignment of multiple Cabinets + Juxtaposition Kit) | 42U W=600mm D=800mm New Model GTN Hybrid Series Floor-Standing Cabinet Black (Front/Rear Leaf-Hinged Single Perforated Door, Doorless Side Panels) (Incl. 1x300mm Cable Duct, JUNCKIT, MR.TPS02) | 238.8 | 274.4 | 298.6 | 292.6 | 284 | 259 | 265 | 232.4561 | 247.2938
F8142EDF2 | MR.HD.GTN42U81.01_EDF | KRG42810EDF | U1405008 | EDF Cabinet 42U 800 X 1000 | 42U W=800mm D=1000mm New Model GTN Hybrid Series Floor-Standing Cabinet Black (Front/Rear Leaf-Hinged Double Perforated Door, With Side Panels) (Incl. 1 Set of 2 ODKs, 1x300mm Cable Duct, 1 Set of 2 Z-Connection Kits, JUNCKIT, MR.TPS02) | 414.6 | 454.7 | 506.6 | 474.3 | 460 | 435 | 445 | 390.3509 | 415.2669
F8142EDF2EX | MR.HD.GTN42U81.01_YKPSZ_EDF | KRG42810EDFP | U1405009 | Extension of Cabinet F8142EDF2 (Cabinet without side panels for alignment of multiple Cabinets + Juxtaposition Kit) | 42U W=800mm D=1000mm New Model GTN Hybrid Series Floor-Standing Cabinet Black (Front/Rear Leaf-Hinged Double Perforated Door, Doorless Side Panels) (Incl. 1 Set of 2 ODKs, 1x300mm Cable Duct, 1 Set of 2 Z-Connection Kits, JUNCKIT, MR.TPS02) | 338.2 | 378.3 | 432.1 | 398.7 | 387 | 362 | 370 | 324.5614 | 345.2781
F8847EDF2 | MR.HD.GTN47U88.01_EDF | KRG4788EDF | U1405010 | EDF Cabinet 47U 800 X 800 | 47U W=800mm D=800mm New Model GTN Hybrid Series Floor-Standing Cabinet Black (Front/Rear Leaf-Hinged Double Perforated Door, With Side Panels) (Incl. 1 Set of 2 ODKs, 1x300mm Cable Duct, 1 Set of 2 Z-Connection Kits, JUNCKIT, MR.TPS02) | 416.5 | 460.1 | 522.1 | 488.2 | 474 | 444 | 450 | 394.7368 | 419.9328
F8847EDF2EX | MR.HD.GTN47U88.01_YKPSZ_EDF | KRG4788EDFP | U1405011 | Extension of Cabinet F8847EDF2 (Cabinet without side panels for alignment of multiple Cabinets + Juxtaposition Kit) | 47U W=800mm D=800mm New Model GTN Hybrid Series Floor-Standing Cabinet Black (Front/Rear Leaf-Hinged Double Perforated Door, Doorless Side Panels) (Incl. 1 Set of 2 ODKs, 1x300mm Cable Duct, 1 Set of 2 Z-Connection Kits, JUNCKIT, MR.TPS02) | 347.4 | 388.9 | 455.3 | 420.5 | 408 | 378 | 390 | 342.1053 | 363.9418
F8147EDF2 | MR.HD.GTN47U81.01_EDF | KRG47810EDF | U1405012 | EDF Cabinet 47U 800 X 1000 | 47U W=800mm D=1000mm New Model GTN Hybrid Series Floor-Standing Cabinet Black (Front/Rear Leaf-Hinged Double Perforated Door, With Side Panels) (Incl. 1 Set of 2 ODKs, 1x300mm Cable Duct, 1 Set of 2 Z-Connection Kits, JUNCKIT, MR.TPS02) | 443.6 | 485.1 | 550.5 | 516.9 | 502 | 472 | 490 | 429.8246 | 457.2602
F8147EDF2EX | MR.HD.GTN47U81.01_YKPSZ_EDF | KRG47810EDFP | U1405013 | Extension of Cabinet F8142EDF2 (Cabinet without side panels for alignment of multiple Cabinets + Juxtaposition Kit) | 47U W=800mm D=1000mm New Model GTN Hybrid Series Floor-Standing Cabinet Black (Front/Rear Leaf-Hinged Double Perforated Door, Doorless Side Panels) (Incl. 1 Set of 2 ODKs, 1x300mm Cable Duct, 1 Set of 2 Z-Connection Kits, JUNCKIT, MR.TPS02) | 359.6 | 401.2 | 468.3 | 433.6 | 421 | 391 | 415 | 364.0351 | 387.2714
| MR.HD.GTN47U812DPDP.01_EDF | KRG47812EDF |  |  | 47U W=800MM D=1200MM NEW MODEL GTN HYBRID SERIES STANDING TYPE CABINET BLACK (FRONT AND REAR LIFT-AND-REMOVE HINGED DOUBLE PERFORATED DOORS, SIDE DOORS 47U ONE-PIECE (1 SET INCLUDING 2 ODK, 1 300mm CABLE CHANNEL, 1 SET INCLUDING 4 JUCTION KITS, TPS02 INCLUDED)) | [6 empty] | 540 | 473.6842 | 503.9194
| MR.HD.GTN33U88DPDP.01_EDF | KRG3388EDF |  |  | 33U W=800MM D=800MM NEW MODEL GTN HYBRID SERIES STANDING TYPE CABINET BLACK (FRONT AND REAR LIFT-AND-REMOVE HINGED DOUBLE PERFORATED DOORS, SIDE DOORS 33U ONE-PIECE (1 SET INCLUDING 2 ODK PIECES, 1 300mm CABLE CHANNEL INCLUDED, 1 SET INCLUDING 4 JUCTION KITS, TPS02 INCLUDED)) | [6 empty] | 388.8 | 341.0526 | 362.8219
| MR.HD.GTN32U88DPDP.01_EDF | KRG3288EDF |  |  | 32U W=800MM D=800MM NEW MODEL GTN HYBRID SERIES STANDING TYPE CABINET BLACK (FRONT AND REAR LIFT-AND-REMOVE HINGED DOUBLE PERFORATED DOORS, SIDE DOORS 32U ONE-PIECE (1 SET INCLUDING 2 ODK PIECES, 1 300mm CABLE CHANNEL INCLUDED, 1 SET INCLUDING 4 JUCTION KITS, TPS02 INCLUDED)) | [6 empty] | 383.3 | 336.2281 | 357.6894
| MR.HD.GTN27U88DPDP.01_EDF | KRG2788EDF |  |  | 27U W=800MM D=800MM NEW MODEL GTN HYBRID SERIES STANDING TYPE CABINET BLACK (FRONT AND REAR LIFT-AND-REMOVE HINGED DOUBLE PERFORATED DOORS, SIDE DOORS 27U ONE PIECE (1 SET INCLUDING 2 ODK, 1 300mm CABLE CHANNEL, 1 SET INCLUDING 4 JUCTION KITS, TPS02 INCLUDED)) | [6 empty] | 351.2 | 308.0702 | 327.7342
Barrels for EDF1 and EDF2 Cabinets | [12 empty] | 0 | 0
EDF EDF2 CABINET |  |  |  |  | Product Description | Unit Price | [6 empty] | 0 | 0
BARBOUTEDFXXXX |  |  |  | METAL EDF Barrel for Side Panel Button of the Cabinet or 3-point Cabinet closure | [8 empty] | 0 | 0
BARPOIGNEDFXXX |  |  |  | METAL EDF Barrel for Cabinet handle | [8 empty] | 0 | 0
|  |  |  | For a Cabinet, 4 "button" barrels are required for the 2 side panels and 2 barrels for front and rear doors | [8 empty] | 0 | 0
|  |  |  | For a Cabinet, 3 barrels are required for the button: Door + 2 side panels | [8 empty] | 0 | 0
|  |  |  | METAL EDF Barrel for side panel of Cabinet or EDF Tecnosteel Cabinet, XXXX to be replaced by 2131AB, 455B depending on the chosen model: 900B, 1300B, 1400B, 610B, 610EB, 610RB, 900B, 1300B, 1400B, 610B, 610EB, 610RB | [8 empty] | 0 | 0
Brackets for EDF1 and EDF2 Cabinets | [12 empty] | 0 | 0
TSF9869 | MR.SHP88.01_EDF_1628 | KCH881628 |  | Chair for Cabinet 800x800, adjustable 158 to 280.5 mm, load capacity 1000kg | W=800MM D=800MM H=158-280MM ADJUSTABLE STAND BLACK | 78.9 | 78.9 | 78.9 | 78.9 | 78.9 |  | 78.9 | 69.2105 | 73.6282
TSF9869H3 | MR.SHP88.01_EDF_2852 | KCH882852 |  | Chair for Cabinet 800x800, adjustable 278 to 520.5 mm, load capacity 1000kg | W=800MM D=800MM H=278-520.5MM ADJUSTABLE STAND BLACK | 84.2 | 84.2 | 84.2 | 84.2 | 84.2 |  | 84.2 | 73.8596 | 78.5741
TSF9878 | MR.SHP81.01_EDF_1628 | KCH8101628 |  | Chair for Cabinet 800x1000, adjustable 158 to 280.5 mm, load capacity 1000kg | W=800MM D=1000MM H=158-280MM ADJUSTABLE STAND BLACK | 87.6 | 87.6 | 87.6 | 87.6 | 87.6 |  | 87.6 | 76.8421 | 81.7469
TSF9878H3 | MR.SHP81.01_EDF_2852 | KCH8102852 |  | Chair for Cabinet 800x1000, adjustable 278 to 520.5 mm, load capacity 1000kg | W=800MM D=1000MM H=278-520.5MM ADJUSTABLE STAND BLACK | 92.9 | 92.9 | 92.9 | 92.9 | 92.9 |  | 92.9 | 81.4912 | 86.6928
TSF9877 | MR.SHP66.01_EDF_1628 | KCH661628 |  | Chair for Cabinet 600x600, adjustable 158 to 280.5 mm, load capacity 1000kg | W=600MM D=600MM H=158-280MM ADJUSTABLE STAND BLACK | 65.4 | 65.4 | 65.4 | 65.4 | 65.4 |  | 65.4 | 57.3684 | 61.0302
TSF9877H3 | MR.SHP66.01_EDF_2852 | KCH662852 |  | Chair for Cabinet 600x600, adjustable 278 to 520.5 mm, load capacity 1000kg | W=600MM D=600MM H=278-520.5MM ADJUSTABLE STAND BLACK | 70.7 | 70.7 | 70.7 | 70.7 | 70.7 |  | 70.7 | 62.0175 | 65.9761
TSF9876 | MR.SHP68.01_EDF_1628 | KCH681628 |  | Chair for Cabinet 600x800, adjustable 158 to 280.5 mm, load capacity 1000kg | W=600MM D=800MM H=158-280MM ADJUSTABLE STAND BLACK | 72.1 | 72.1 | 72.1 | 72.1 | 72.1 |  | 72.1 | 63.2456 | 67.2826
TSF9876H3 | MR.SHP68.01_EDF_2852 | KCH682852 |  | Chair for Cabinet 600x800, adjustable 278 to 520.5 mm, load capacity 1000kg | W=600MM D=800MM H=278-520.5MM ADJUSTABLE STAND BLACK | 77.3 | 77.3 | 77.3 | 77.3 | 77.3 |  | 77.3 | 67.807 | 72.1351
TSF9880 | MR.SHP61.01_EDF_1628 | KCH6101628 |  | Chair for Cabinet 600x1000, adjustable 158 to 280.5 mm, load capacity 1000kg | W=600MM D=1000MM H=158-280MM ADJUSTABLE STAND BLACK | 79.4 | 79.4 | 79.4 | 79.4 | 79.4 |  | 79.4 | 69.6491 | 74.0948
TSF9880H3 | MR.SHP61.01_EDF_2852 | KCH6102852 |  | Chair for Cabinet 600x1000, adjustable 278 to 520.5 mm, load capacity 1000kg | W=600MM D=1000MM H=278-520.5MM ADJUSTABLE STAND BLACK | 84.8 | 84.8 | 84.8 | 84.8 | 84.8 |  | 84.8 | 74.386 | 79.134
Cabinets | [12 empty] | 0 | 0
[13 empty] | 0 | 0
10U Depth 600 | [12 empty] | 0 | 0
TSFPA6010MN | MR.WTC10U6062MN.01 |  |  | 19" Cabinet 10U 600x620x520h, black solid door, solid panels, ASSEMBLED | 10U W=600MM D=620MM ASSEMBLED COM-BOX WHITE (SIDE PANEL LOCKABLE, TOP FRAME BRUSHED) | 86.6 | 86.6 | 86.6 | 86.6 | 86.6 |  | 86.6 | 75.9649 | 80.8137
TSF9826 |  |  |  | Rear plate for 10U CompactNet Cabinets | 10U MOUNTING PLATE (WITHOUT POWDER COATING) | 10.5 | 10.5 | 10.5 | 10.5 | 10.5 |  | 10.5 | 9.2105 | 9.7984
13U Depth 600 | [12 empty] | 0 | 0
TSFPA6013MN | MR.WTC13U6062MN.01 |  |  | 19" Cabinet 13U 600x620x655h, black solid door, solid panels, ASSEMBLED | 13U W=600MM D=620MM ASSEMBLED COM-BOX WHITE (SIDE PANEL LOCKABLE, TOP FRAME BRUSHED) | 95.8 | 95.8 | 95.8 | 95.8 | 95.8 |  | 95.8 | 84.0351 | 89.399
TSF9827 |  |  |  | Rear plate for 13U CompactNet Cabinets | 13U MOUNTING PLATE (WITHOUT POWDER COATING) | 12.1 | 12.1 | 12.1 | 12.1 | 12.1 |  | 12.1 | 10.614 | 11.2915
22U Depth 500 | [12 empty] | 0 | 0
TSFPA5022MN | MR.WTC22U6052MN.01 |  |  | 19" Cabinet 22U 600x520x1054h, black solid door, solid panels, ASSEMBLED | 22U W=600MM D=520MM ASSEMBLED COM-BOX WHITE (SIDE PANEL LOCKABLE, TOP FRAME BRUSHED) | 119.3 | 119.3 | 119.3 | 119.3 | 119.3 |  | 119.3 | 104.6491 | 111.3289
TSF9829 |  |  |  | Bottom plate for 22U CompactNet Cabinet | 22U MOUNTING PLATE (WITHOUT POWDER COATING) | 17.2 | 17.2 | 17.2 | 17.2 | 17.2 |  | 17.2 | 15.0877 | 16.0508
22U Depth 600 | [12 empty] | 0 | 0
TSFPA6022MN | MR.WTC22U6062MN.01 |  |  | 19" Cabinet 22U 600x620x1054h, black solid door, solid panels, ASSEMBLED | 22U W=600MM D=620MM ASSEMBLED COM-BOX WHITE (SIDE PANEL LOCKABLE, TOP FRAME BRUSHED) | 125.6 | 125.6 | 125.6 | 125.6 | 125.6 |  | 125.6 | 110.1754 | 117.2079
TSF9829 |  |  |  | Bottom plate for 22U CompactNet Cabinet | 22U MOUNTING PLATE (WITHOUT POWDER COATING) | 17.2 | 17.2 | 17.2 | 17.2 | 17.2 |  | 17.2 | 15.0877 | 16.0508
ACCESSORIES COMMON TO ALL CABINETS | [12 empty] | 0 | 0
TSF9852 |  |  |  | 1/4 turn, lock barrel No. 333, for panels and Cabinets (optional key) | [8 empty] | 0 | 0
TSF9852S | MIR.KLT.250.20.03.57 | KW1/4T |  | 1/4 turn secured, for panels and Cabinets | [7 empty] | 2.7 | 2.3684 | 2.5196
TSF9324WALL |  |  |  | Brush module for Cabinet roof CompactNet | [8 empty] | 0 | 0
BARBOUTEDFXXXX |  |  |  | METAL EDF Barrel for Side Panel Button of the Cabinet or 3-point Cabinet closure | [8 empty] | 0 | 0
|  |  |  | For a Cabinet, 3 barrels are required for the button | [8 empty] | 0 | 0
|  |  |  | METAL EDF Barrel for side panel of Cabinet or EDF Tecnosteel Cabinet, XXXX to be replaced by 2131AB, 455B depending on the chosen model: 900B, 1300B, 1400B, 610B, 610EB, 610RB, 900B, 1300B, 1400B, 610B, 610EB, 610RB | [8 empty] | 0 | 0
Shelves for EDF1 and EDF2 Cabinets | [12 empty] | 0 | 0
TSF9243N |  |  |  | Fixed shelf 2 front fixing points |  | 13.7 | 13.7 | 13.7 | 13.7 | 13.7
TSF9002N | MR.SBR80.01_YK | KSFS1U800 |  | Fixed shelf 4 fixing points for 800 depth Cabinet |  | 16.1 | 16.1 | 16.1 | 16.1 | 16.1 |  | 13.7 | 12.0175 | 12.7846
TSF9089N | MR.SBR100.01_YK | KSFS1U1000 |  | Fixed shelf 4 fixing points for 1000 depth Cabinet |  | 20.4 | 20.4 | 20.4 | 20.4 | 20.4 |  | 16.1 | 14.1228 | 15.0243
TSF9105N | MR.HRK80.01_YK | KSC1U800 |  | Sliding shelf for 19" Cabinet, 800 depth |  | 24.1 | 24.1 | 24.1 | 24.1 | 24.1 |  | 20.4 | 17.8947 | 19.037
TSF9109N | MR.HRK100.01_YK | KSC1U1000 |  | Sliding shelf for 19" Cabinet, 1000 depth | [7 empty] | 24.1 | 21.1404 | 22.4897
TSF9335N |  |  |  | Black adjustable shelf for Cabinets (example: TSF9335N) | [8 empty] | 0 | 0
19" Accessories for Cabinets | [12 empty] | 0 | 0
ELGUIDBALAI1U | MR.OFB1U19.01 |  |  | Brush cable pass-through strip | 1U 19" BASIC TYPE, BRUSHED CABLE MANAGEMENT PANEL PATCHCORD ENTRY HOLE BLACK | 3.9 | 3.9 | 3.9 | 3.9 | 3.9 |  | 3.9 | 3.4211 | 3.6394
ELGUID4AN1U | MR.OKP1U19.01 |  |  | Metal cord guide 1U, 4 black rings (cable pass) | 1U 19" CABLE MANAGEMENT PANEL, 5 METAL HOOKS BLACK | 5.1 | 5.1 | 5.1 | 5.1 | 5.1 |  | 5.1 | 4.4737 | 4.7592
ELGUID5AN1UD | MR.OKP1U194H3F.14_EDF |  |  | Metal cord guide 1U, 4 black rings recessed 4 cm (cable pass) | 1U 19" CABLE MANAGEMENT PANEL, 4 PLASTIC HOOKS 3 BRUSHED BLACK | 8.2 | 8.2 | 8.2 | 8.2 | 8.2 |  | 8.2 | 7.193 | 7.6521
EF1293 |  |  |  | 1U brush guide, black horizontal frame on only 3 sides (cable pass) | [8 empty] | 0 | 0
ELGUIDBAL3ARM1U | MR.PKV1UFR.01_EDF |  |  | 1U brush guide, black horizontal frame on only 3 sides (cable pass) V2 | 1U 19" SCREWED, BRUSHED BLANKING PANEL BLACK | 4 | 4 | 4 | 4 | 4 |  | 4 | 3.5088 | 3.7327
TSF9012GN | MR.PKV1U.01_PRF |  |  | 1U blanking plate (40% perforated) | 1U 19" SCREWED, CLOSED BLANKING PANEL BLACK (40% PERFORATED) | 4.9 | 4.9 | 4.9 | 4.9 | 4.9 |  | 4.9 | 4.2982 | 4.5726
TSF9102GN | MR.PKV2U.01_PRF |  |  | 2U blanking plate (40% perforated) | 2U 19" SCREWED, CLOSED BLANKING PANEL BLACK (40% PERFORATED) | 5.7 | 5.7 | 5.7 | 5.7 | 5.7 |  | 5.7 | 5 | 5.3191
TSF9013GN | MR.PKV3U.01_PRF |  |  | 3U blanking plate (40% perforated) | 3U 19" SCREWED, CLOSED BLANKING PANEL BLACK (40% PERFORATED) | 6.5 | 6.5 | 6.5 | 6.5 | 6.5 |  | 6.5 | 5.7018 | 6.0657
TSF9253GN | MR.PKV4U.01_PRF |  |  | 4U blanking plate (40% perforated) | 4U 19" SCREWED, CLOSED BLANKING PANEL BLACK (40% PERFORATED) | 7.2 | 7.2 | 7.2 | 7.2 | 7.2 |  | 7.2 | 6.3158 | 6.7189
ELP19DIN3UN | MR.EDM3U19A.01 |  |  | 3U box for circuit breaker support with omega rails, DIN 3U standard, with cover | 3U 19" POWER DISTRIBUTION MODULE, BUSBARLESS TYPE BLACK | 18.6 | 18.6 | 18.6 | 18.6 | 18.6 |  | 18.6 | 16.3158 | 17.3572
[13 empty] | 0 | 0
|  | KWG09600FD | U1503001 | 9U - 600mm | 19" Cabinet 9U 600x620x520, solid door, solid panels, assembled |  | 72.55 | 72.55 | 72.55 | 72.55 |  | 72.55 | 63.6404 | 67.7025
|  | KWG12600 | U1503002 | 12U - 600mm | 19" Cabinet 12U 600x620x655, glass door, solid panels, assembled |  | 79.75 | 79.75 | 79.75 | 79.75 |  | 79.75 | 69.9561 | 74.4214
|  | KWG12600FD | U1503003 | 12U - 600mm | 19" Cabinet 12U 600x620x655, solid door, solid panels, assembled |  | 81.25 | 81.25 | 81.25 | 81.25 |  | 81.25 | 71.2719 | 75.8212
|  | KWG12600PED | U1503004 | 12U - 600mm | 19" Cabinet 12U 600x620x655, 75% perforated door, solid panels, assembled |  | 93.75 | 93.75 | 93.75 | 93.75 |  | 93.75 | 82.2368 | 87.486
|  | KWG22450 | U1503007 | 22U - 450mm | 19" Cabinet 22U (depth 500) 600x520x1054, glass door, solid panels, assembled |  | 92.67 | 92.67 | 92.67 | 92.67 |  | 92.67 | 81.2895 | 86.4782
|  | KWG22450FD | U1503008 | 22U - 450mm | 19" Cabinet 22U (depth 500) 600x520x1054, solid door, solid panels, assembled |  | 94.17 | 94.17 | 94.17 | 94.17 |  | 94.17 | 82.6053 | 87.8779
|  | KWG22450PED | U1503009 | 22U - 450mm | 19" Cabinet 22U (depth 500) 600x520x1054, 75% perforated door, solid panels, assembled |  | 105 | 105 | 105 | 105 |  | 105 | 92.1053 | 97.9843
|  | KWG22600 | U1503010 | 22U - 600mm | 19" Cabinet 22U (depth 600) 600x620x1054, glass door, solid panels, assembled |  | 108.62 | 108.62 | 108.62 | 108.62 |  | 108.62 | 95.2807 | 101.3624
|  | KWG22600FD | U1503011 | 22U - 600mm | 19" Cabinet 22U (depth 600) 600x620x1054, solid door, solid panels, assembled |  | 110 | 110 | 110 | 110 |  | 110 | 96.4912 | 102.6502
|  | KWG226000PED | U1503012 | 22U - 600mm | 19" Cabinet 22U (depth 600) 600x620x1054, 75% perforated door, solid panels, assembled |  | 121.12 | 121.12 | 121.12 | 121.12 |  | 121.12 | 106.2456 | 113.0272
| MD35-12U-600-OMK.01 | KWGDOOR12FD | U1503006 |  | Packaged SOHO-COM Box 12U W=600MM Front Single Metal Cover Black |  | 15.9 | 15.9 | 15.9 | 15.9 |  | 15.9 | 13.9474 | 14.8376
| MD35-22U-600-OMK.01 | KWGDOOR22FD | U1503013 |  | Packaged SOHO-COM Box 22U W=600MM Front Single Metal Cover Black |  | 22.7 | 22.7 | 22.7 | 22.7 |  | 22.7 | 19.9123 | 21.1833
| MD35-12U-600-PRF.01 | KWGDOOR12PED | U1503005 |  | Packaged SOHO-COM Box 12U W=600MM Front Single 75% Perforated Cover Black |  | 21.1 | 21.1 | 21.1 | 21.1 |  | 21.1 | 18.5088 | 19.6902
| MD35-22U-600-PRF.01 | KWGDOOR22PED | U1503014 |  | Packaged SOHO-COM Box 22U W=600MM Front Single 75% Perforated Cover Black |  | 30.3 | 30.3 | 30.3 | 30.3 |  | 30.3 | 26.5789 | 28.2755
| MR.KLT.SET-27U-207_EDF | KPOIGN27U |  |  | 27U SYMEA EDF LOCK SET | [6 empty] | 16.2 | 14.2105 | 15.1176
| MR.KLT.SET-32U-207_EDF | KPOIGN32U |  |  | 32U SYMEA EDF LOCK SET | [6 empty] | 16.8 | 14.7368 | 15.6775
| MR.KLT.SET-33U-207_EDF | KPOIGN33U |  |  | 33U SYMEA EDF LOCK SET | [6 empty] | 17.1 | 15 | 15.9574
| MR.KLT.SET-42U-207_EDF | KPOIGN42U | U1405017 |  | 42U SYMEA EDF LOCK SET | [6 empty] | 18.2 | 15.9649 | 16.9839
| MR.KLT.SET-47U-207_EDF | KPOIGN47U |  |  | 47U SYMEA EDF LOCK SET | [6 empty] | 19.3 | 16.9298 | 18.0105

## ACCESSORIES 19
[8 empty] | Coeff Trsp | 1 | 0.94
[8 empty] | €/$ | 1.14
[5 empty] | 2025-04-29 | 2025-07-21 | 2025-07-31 | 2026-02-20
MIRSAN CODE | DESIGNATION / TYPE | ukn products codes | ukn number codes | Product Description | EX-WORKS PRICES ESKISEHIR | EX-WORKS PRICES ESKISEHIR | EX-WORKS PRICES ESKISEHIR | EX-WORKS PRICES ESKISEHIR | SYMEA DDP Prices | SYSKERN DDP Prices | Competitors prices | TDS | COMMENTS
MR.FAN2AT.XX | FAN BLOCK 2V | KFAN2V | U1601011 | 2fans,analog thermostat controlled fan module | 30.25 | 30.25 | 25 | 25 | 21.9298 | 23.3296 | 21.52 | https://symeagroup.sharepoint.com/sites/SYSKERN/Shared%20Documents/General/ACHATS/3.0%20MIRSAN/4.ACCESSORIES%2019''/TDS/MR.FAN2AT_DS.pdf | -
MR.FAN4AT.XX | FAN BLOCK 4V | KFAN4V | U1601010 | 4fans,analog thermostat controlled fan module | 43.45 | 43.45 | 40 | 40 | 35.0877 | 37.3274 | 34.2 | https://symeagroup.sharepoint.com/sites/SYSKERN/Shared%20Documents/General/ACHATS/3.0%20MIRSAN/4.ACCESSORIES%2019''/TDS/MR.FAN4AT_DS.pdf | -
MR.RAK1U25.XX | FIXED TRAY DEPTH 250 MM |  |  | 1U 19" D=250mm RACK MOUNT SHELF | 6.05 | 6.05 | 5 | 5 | 4.386 | 4.6659 | 3.75 | https://symeagroup.sharepoint.com/sites/SYSKERN/Shared%20Documents/General/ACHATS/3.0%20MIRSAN/4.ACCESSORIES%2019''/TDS/2%20POINT%20CONNECTED%20RACK%20MOUNT%20SHELVES%20-Accessory_DS.pdf | Déjà produit en Chine
MR.RAK1U40.XX | FIXED TRAY DEPTH 400 MM | KTRAY400MM |  | 1U 19" D=400mm RACK MOUNT SHELF | 8.25 | 8.25 | 7.65 | 7.65 | 6.7105 | 7.1389 | 7.86 | https://symeagroup.sharepoint.com/sites/SYSKERN/Shared%20Documents/General/ACHATS/3.0%20MIRSAN/4.ACCESSORIES%2019''/TDS/2%20POINT%20CONNECTED%20RACK%20MOUNT%20SHELVES%20-Accessory_DS.pdf | -
MR.RAK1U45.XX | FIXED TRAY DEPTH 450 MM | KTRAY450MM | U1201021 | 1U 19" D=450mm RACK MOUNT SHELF | - | 10.4 | 9 | 9 | 7.8947 | 8.3987 | 7.69 | https://symeagroup.sharepoint.com/sites/SYSKERN/Shared%20Documents/General/ACHATS/3.0%20MIRSAN/4.ACCESSORIES%2019''/TDS/2%20POINT%20CONNECTED%20RACK%20MOUNT%20SHELVES%20-Accessory_DS.pdf | -
MR.RAK2U55.XX | FIXED TRAY DEPTH 550 MM | KTRAY550MM | U1201023 | 2U 19" D=550mm RACK MOUNT SHELF | 11 | 11 | 10.5 | 10.5 | 9.2105 | 9.7984 | 10.58 | https://symeagroup.sharepoint.com/sites/SYSKERN/Shared%20Documents/General/ACHATS/3.0%20MIRSAN/4.ACCESSORIES%2019''/TDS/2%20POINT%20CONNECTED%20RACK%20MOUNT%20SHELVES%20-Accessory_DS.pdf | -
MR.SBR60.XX_YK | FIXED TRAY 1U - 720 MM | KTRAY720MM | U1201024 | D=600 FIXED SHELF DEPTH ADJUSTABLE | 11 | 11 | 11 | 11 | 9.6491 | 10.265 | 25.04 | https://symeagroup.sharepoint.com/sites/SYSKERN/Shared%20Documents/General/ACHATS/3.0%20MIRSAN/4.ACCESSORIES%2019''/TDS/MR.SBR60.01_YK-DS.pdf | -
MR.HRK80.XX_YK | SLIDING TRAY 1U - 720 MM | KTRAYSLID720MM | U1201020 | D=800 SLIDING SHELF DEPTH ADJUSTABLE | 16.5 | 16.5 | 16.5 | 16.5 | 14.4737 | 15.3975 | 50.71 | https://symeagroup.sharepoint.com/sites/SYSKERN/Shared%20Documents/General/ACHATS/3.0%20MIRSAN/4.ACCESSORIES%2019''/TDS/SLIDING%20SHELVES%20FOR%20D600%20D800%20D1000%20CABINET_DS.pdf | -
MR.SBR80.XX_YK | FIXED TRAY 1U - 920 MM | KTRAY920MM |  | D=800 FIXED SHELF DEPTH ADJUSTABLE | 13.75 | 13.75 | 13.75 | 13.75 | 12.0614 | 12.8313 | 34.43 | https://symeagroup.sharepoint.com/sites/SYSKERN/Shared%20Documents/General/ACHATS/3.0%20MIRSAN/4.ACCESSORIES%2019''/TDS/MR.SBR80.01_YK-DS.pdf | -
MR.SBR100.01_YK 19 | FIXED TRAY 1U - 1000 MM | KTRAY1000MM | U1201012 | 19 "D = 1000 4 POINT CONNECTED SIDE HANDLE FIXED SHELF BLACK |  |  | 16.5 | 16.5 | 14.4737 | 15.3975 | 34.43
MR.HRK35.XX_YK | SLIDING TRAY 350 MM | KTRAYSLID350MM | U1201022 | D=350 SLIDING SHELF DEPTH ADJUSTABLE | - | 15.8 | 15 | 15 | 13.1579 | 13.9978 | 16.2 | https://symeagroup.sharepoint.com/sites/SYSKERN/Shared%20Documents/General/ACHATS/3.0%20MIRSAN/4.ACCESSORIES%2019''/TDS/MR.HRK35.XX_YK_DS.pdf | -
MR.HRK55.XX_YK | SLIDING TRAY 550 MM | KTRAYSLID550MM | U1201019 | D=550 SLIDING SHELF DEPTH ADJUSTABLE | - | 18.6 | 18 | 18 | 15.7895 | 16.7973 | 19.65 | https://symeagroup.sharepoint.com/sites/SYSKERN/Shared%20Documents/General/ACHATS/3.0%20MIRSAN/4.ACCESSORIES%2019''/TDS/MR.HRK55.XX_YK_DS.pdf | -
MR.LDS60.ZN | PAIR OF SLIDE BRACKETS DEPTH 600 MM |  |  | D=600 L-Type installation support part, galvanized, 1set= 2pcs | 11.5 | 11.5 | 10 | 10 | 8.7719 | 9.3318 | 5.04 | https://symeagroup.sharepoint.com/sites/SYSKERN/Shared%20Documents/General/ACHATS/3.0%20MIRSAN/4.ACCESSORIES%2019''/TDS/MR.LDS60.ZN_DS%2007.05.2025.pdf | -
MR.LDS80.ZN | PAIR OF SLIDE BRACKETS DEPTH 800 MM |  |  | D=800 L-Type installation support part, galvanized, 1set= 2pcs | 13.8 | 13.8 | 12 | 12 | 10.5263 | 11.1982 | 5.96 | https://symeagroup.sharepoint.com/sites/SYSKERN/Shared%20Documents/General/ACHATS/3.0%20MIRSAN/4.ACCESSORIES%2019''/TDS/MR.LDS80.ZN_DS%2007.05.2025.pdf | -
MR.AYM.220V | LED PANEL | KLEDPAN1U | U1601012 | 1U 19" led lighting module, manuel on/off switch | 16.5 | 16.5 | 15 | 15 | 13.1579 | 13.9978 | 23.55 | https://symeagroup.sharepoint.com/sites/SYSKERN/Shared%20Documents/General/ACHATS/3.0%20MIRSAN/4.ACCESSORIES%2019''/TDS/LIGHTING%20MODULE_DS.pdf | -
MR.TPS01 | GROUNDING KIT | KGRND | U1601013 | 6 Earthing points, 4 pcs earthing cable, 1 pcs 200mm Busbar earthing set | 6.05 | 6.05 | 5.85 | 5.85 | 5.1316 | 5.4591 | 13.95 | https://symeagroup.sharepoint.com/sites/SYSKERN/Shared%20Documents/General/ACHATS/3.0%20MIRSAN/4.ACCESSORIES%2019''/TDS/MR.TPS01_DS.pdf | -
MR.OKS01A60.XX | SET OF 6 CABLE RINGS | KIT6RINGS | U1601021 | CABLE ORGANIZER SET (HOOK TYPE), ALUMINIUM 44X60MM, 1SET =1PCS | - | 1.8 | 1.6 | 1.6 | 1.4035 | 1.4931 |  |  | -
MR.KFS50 | BOX OF 50 SCREWS/NUTS/WASHERS | KITSCRW50 | U1601014 | M6 cage nut set and mounting screws, 1set= 50pcs | 6.6 | 6.6 | 4.5 | 4.5 | 3.9474 | 4.1993 | 3.73 |  | -
MR.PKV1U.XX | BLANK PANEL 1U/19" | KBLANK1U | U1601015 | 1U 19" screw type blank panel | 2.2 | 2.2 | 2 | 2 | 1.7544 | 1.8664 | 1.68 | https://symeagroup.sharepoint.com/sites/SYSKERN/Shared%20Documents/General/ACHATS/3.0%20MIRSAN/4.ACCESSORIES%2019''/TDS/MR.PKV.XX_DS.pdf | Privilégié la Chine
MR.PKV2U.XX | BLANK PANEL 2U/19" | KBLANK2U | U1601016 | 2U 19" screw type blank panel | 2.75 | 2.75 | 2.5 | 2.5 | 2.193 | 2.333 | 2.21 | https://symeagroup.sharepoint.com/sites/SYSKERN/Shared%20Documents/General/ACHATS/3.0%20MIRSAN/4.ACCESSORIES%2019''/TDS/MR.PKV.XX_DS.pdf | Privilégié la Chine
MR.PKV3U.XX | BLANK PANEL 3U/19" | KBLANK3U | U1601017 | 3U 19" screw type blank panel | 3.3 | 3.3 | 3 | 3 | 2.6316 | 2.7996 | 3.06 | https://symeagroup.sharepoint.com/sites/SYSKERN/Shared%20Documents/General/ACHATS/3.0%20MIRSAN/4.ACCESSORIES%2019''/TDS/MR.PKV.XX_DS.pdf | Privilégié la Chine
MR.PKV5U.XX | BLANK PANEL 5U/19" | KBLANK5U | U1601018 | 5U 19" screw type blank panel | 4.4 | 4.4 | 4.1 | 4.1 | 3.5965 | 3.8261 | 4.1 | https://symeagroup.sharepoint.com/sites/SYSKERN/Shared%20Documents/General/ACHATS/3.0%20MIRSAN/4.ACCESSORIES%2019''/TDS/MR.PKV.XX_DS.pdf | Privilégié la Chine
MR.OKP1U19.XX | CABLE MANAGEMENT PANEL 4 HOOKS |  |  | 1U 19" cable organizer panel, 5 pcs hook | 3.85 | 3.85 | 3.5 | 3.5 | 3.0702 | 3.2661 | 2.54 | https://symeagroup.sharepoint.com/sites/SYSKERN/Shared%20Documents/General/ACHATS/3.0%20MIRSAN/4.ACCESSORIES%2019''/TDS/MIRSAN-Organizer%20with%20Hooks_DS.pdf | Privilégié la Chine
MR.BAZ66.XX | PLINTH 600X600 | KPLINT66 | U1601022 | W=600 D=600 H=100mm plinth module | 34.65 | 34.65 | 32 | 32 | 28.0702 | 29.8619 | 30.26 | https://symeagroup.sharepoint.com/sites/SYSKERN/Shared%20Documents/General/ACHATS/3.0%20MIRSAN/4.ACCESSORIES%2019''/TDS/GTN%20PLINTH%20W600-W800_DS.pdf | -
MR.BAZ68.XX | PLINTH 600X800 | KPLINT68 | U1601023 | W=600 D=800 H=100mm plinth module | 36.3 | 36.3 | 35 | 35 | 30.7018 | 32.6614 | 32.25 | https://symeagroup.sharepoint.com/sites/SYSKERN/Shared%20Documents/General/ACHATS/3.0%20MIRSAN/4.ACCESSORIES%2019''/TDS/GTN%20PLINTH%20W600-W800_DS.pdf | -
MR.BAZ86.XX | PLINTH 800X600 | KPLINT86 | U1601024 | W=800 D=600 H=100mm plinth module | 39.6 | 39.6 | 35 | 35 | 30.7018 | 32.6614 | 32.25 | https://symeagroup.sharepoint.com/sites/SYSKERN/Shared%20Documents/General/ACHATS/3.0%20MIRSAN/4.ACCESSORIES%2019''/TDS/GTN%20PLINTH%20W600-W800_DS.pdf | -
MR.BAZ88.XX | PLINTH 800X800 | KPLINT88 | U1601025 | W=800 D=800 H=100mm plinth module | 42.35 | 42.35 | 40 | 40 | 35.0877 | 37.3274 | 34.18 | https://symeagroup.sharepoint.com/sites/SYSKERN/Shared%20Documents/General/ACHATS/3.0%20MIRSAN/4.ACCESSORIES%2019''/TDS/GTN%20PLINTH%20W600-W800_DS.pdf | -
MR.BAZ61.XX | PLINTH 600X1000 | KPLINT610 | U1601026 | W=600 D=1000 H=100mm plinth module | 37.95 | 37.95 | 35 | 35 | 30.7018 | 32.6614 | 34.96 | https://symeagroup.sharepoint.com/sites/SYSKERN/Shared%20Documents/General/ACHATS/3.0%20MIRSAN/4.ACCESSORIES%2019''/TDS/GTN%20PLINTH%20W600-W800_DS.pdf | -
MR.BAZ81.XX | PLINTH 800X1000 | KPLINT810 | U1601027 | W=800 D=1000 H=100mm plinth module | 47.85 | 47.85 | 45 | 45 | 39.4737 | 41.9933 | 36.8 | https://symeagroup.sharepoint.com/sites/SYSKERN/Shared%20Documents/General/ACHATS/3.0%20MIRSAN/4.ACCESSORIES%2019''/TDS/GTN%20PLINTH%20W600-W800_DS.pdf | -
MR.BAZ812.XX | PLINTH 800X1200 | KPLINT812 | U1601028 | W=800 D=1200 H=100mm plinth module | - | - | 50 | 50 | 43.8596 | 46.6592 | 39.58 | https://symeagroup.sharepoint.com/sites/SYSKERN/Shared%20Documents/General/ACHATS/3.0%20MIRSAN/4.ACCESSORIES%2019''/TDS/GTN%20PLINTH%20W600-W800_DS.pdf | -
- | 19’’ rear mounting for cabinet 33U 600mm width (2 PCS) |  |  | - |  | 15.8 | 15 | 15 | 13.1579 | 13.9978 |  |  | -
- | 19’’ rear mounting for cabinet 42U 600mm width (2 PCS) |  |  | - |  | 18.7 | 17.65 | 17.65 | 15.4825 | 16.4707 |  |  | -
- | 19’’ rear mounting for cabinet 42U 800mm width (2 PCS) |  |  | - |  | 18.7 | 17.65 | 17.65 | 15.4825 | 16.4707 |  |  | -
- | CABLE TRAY WIDTH 200X42U (2 PCS) |  |  |  |  | 37.6975 | 30 | 30 | 26.3158 | 27.9955 |  | https://symeagroup.sharepoint.com/sites/SYSKERN/Shared%20Documents/General/ACHATS/3.0%20MIRSAN/4.ACCESSORIES%2019''/TDS/CABLE%20TRAY_DS.pdf | -
- | CABLE TRAY WIDTH 300X42U (2 PCS) |  |  |  |  | 43.8 | 35 | 35 | 30.7018 | 32.6614 |  | https://symeagroup.sharepoint.com/sites/SYSKERN/Shared%20Documents/General/ACHATS/3.0%20MIRSAN/4.ACCESSORIES%2019''/TDS/CABLE%20TRAY_DS.pdf | -
- | CABLE TRAY WIDTH 300X47U (2 PCS) |  |  |  |  | 47.9024 | 40 | 40 | 35.0877 | 37.3274 |  | https://symeagroup.sharepoint.com/sites/SYSKERN/Shared%20Documents/General/ACHATS/3.0%20MIRSAN/4.ACCESSORIES%2019''/TDS/CABLE%20TRAY_DS.pdf | 46U
- | CABLE TRAY WIDTH 200X47U (2 PCS) |  |  |  |  | 41.2997 | 35 | 35 | 30.7018 | 32.6614 |  | https://symeagroup.sharepoint.com/sites/SYSKERN/Shared%20Documents/General/ACHATS/3.0%20MIRSAN/4.ACCESSORIES%2019''/TDS/CABLE%20TRAY_DS.pdf | 46U
- | CABINET CHAIR 600x600 H.mm 158-280.5 | KCH661628 | U1601006 |  |  | 60.7 | 58.5 | 66.3 | 58.1579 | 61.8701
- | CABINET CHAIR 600x600 H.mm 278-520.5 | KCH662852 | U1601007 |  |  | 65.6 | 63.5 | 71.3 | 62.5439 | 66.536
- | CABINET CHAIR 600x800 H.mm 158-280.5 | KCH681628 | U1601032 |  |  | 66.9 | 65 | 73.9 | 64.8246 | 68.9623
- | CABINET CHAIR 600x800 H.mm 278-520.5 | KCH682852 | U1601019 |  |  | 72 | 70 | 78.9 | 69.2105 | 73.6282
- | CABINET CHAIR 800x800 H.mm 158-280.5 | KCH881628 | U1601003 |  |  | 73.5 | 71 | 81.7 | 71.6667 | 76.2411
- | CABINET CHAIR 800x800 H.mm 278-520.5 | KCH882852 | U1601004 |  |  | 78.5 | 76 | 86.7 | 76.0526 | 80.9071
- | CABINET CHAIR 600x1000 H.mm 158-280.5 | KCH6101628 | U1601033 |  |  | 74.9969 | 72.5 | 81.8 | 71.7544 | 76.3345
- | CABINET CHAIR 600x1000 H.mm 278-520.5 | KCH6102852 | U1601030 |  |  | 80.1 | 77.5 | 86.8 | 76.1404 | 81.0004
- | CABINET CHAIR 800x1000 H.mm 158-280.5 | KCH8101628 | U1601002 |  |  | 82.8 | 80 | 92.2 | 80.8772 | 86.0396
- | CABINET CHAIR 800x1000 H.mm 278-520.5 | KCH8102852 | U1601005 |  |  | 87.799 | 85 | 97.2 | 85.2632 | 90.7055
| CABINET CHAIR 800x1200 H.mm 158-280.5 | KCH8121628 | U1601034 |  |  |  | 89.9 | 103.1 | 90.4386 | 96.2113
| CABINET CHAIR 800x1200 H.mm 278-520.5 | KCH8122852 | U1601031 |  |  |  | 95.6 | 108.8 | 95.4386 | 101.5304
MR.TKR5525_GTN | SET OF 4 CASTORS | KCASTOR4 | U1201013 | Free standing type caster group, 4 point connection1set= 4pcs. (2 with brakes) | 19.8 | 19.8 | 18.65 | 18.65 | 16.3596 | 17.4039 | 20.24 | https://symeagroup.sharepoint.com/sites/SYSKERN/Shared%20Documents/General/ACHATS/3.0%20MIRSAN/4.ACCESSORIES%2019''/TDS/MR.TKR5525_GTN_DS.pdf | -
MR.PNY25 | LEVELING FEET (4 PCS) | KFEET4 | U1601029 | PVC body, pinion feet, 1set= 4pcs. | 2.75 | 2.75 | 2.75 | 2.75 | 2.4123 | 2.5663 |  | https://symeagroup.sharepoint.com/sites/SYSKERN/Shared%20Documents/General/ACHATS/3.0%20MIRSAN/4.ACCESSORIES%2019''/TDS/MR.PNY25_DS.pdf | -
| 450X80 BRUSH |  |  |  |  | 4.3 | 3.9 | 3.9 | 3.4211 | 3.6394
MIR.FIRCA.300X65.SP | 300X65 BRUSH | KWMTBALAI | U1601009 |  |  | 3.2 | 2.85 | 2.85 | 2.5 | 2.6596
MR.MCT1U55.XX | 1U 19" D=55MM MEDIA CONVERTER HOLDER |  |  |  |  | 5.1 | 4.5 | 4.5 | 3.9474 | 4.1993
| REAR ORGANIZER WITH HOOKS 42U 1SET = 2 PCS |  |  |  |  | 66.4 | 60 | 60 | 52.6316 | 55.991
| REAR ORGANIZER WITH HOOKS 33U 1SET = 2 PCS |  |  |  |  | 55.1 | 50 | 50 | 43.8596 | 46.6592
MIR.KLT.207.20.20.05.30.94 |  | KHCYLINDER | U1405016 | 1/2 CYLINDER FOR EDF HANDLE KEY |  |  |  | 8.4 | 7.3684 | 0
MR.JUNCKIT.01_SYM | HYBRID GTN CAB MOUNTING KIT (1 SET = 4 PIECES) RAL9005 | KCKITJONC | U1601020 |  |  |  |  | 6.2 | 5.4386 | 5.7857
Note on H55: Paul: OFFRE DU 13/11
Note on I65: Paul: OFFRE EMAIL DE HANDE DU 05/06/26

## OPEN RACKS
Product Code | Product Description | Dimensions | Unit Price
MR.OPR42UDF45.XX | 42U D=450mm Open Frame Double Frame | D=450 H=2000 | $156,88
MR.OPR42UDF60.XX | 42U D=600mm Open Frame Double Frame | D=600 H=2000 | $162,98
MR.OPR42UDF80.XX | 42U D=800mm Open Frame Double Frame | D=800 H=2000 | $172,37
MR.OPR42UDF100.XX | 42U D=1000mm Open Frame Double Frame | D=1000 H=2000 | $181,96

## OFFERS TEMPLATE
ukn products codes | Designation | QTES | PRIX RENDU CORIS | TOTAL HT
KRG42810DP2 | BAIE RESEAU "GRID" 42U 800x1000 19 POUCES DOUBLE PORTE AV/AR PERFOREES | 10 | 621.35 | 6213.5
KCH6101628 | CHAISES DE BAIE 600x1000 H158-280 | 10 | 138.19 | 1381.9
KCH6102852 | CHAISES DE BAIE 600x1000 H278-520 | 10 | 147.59 | 1475.9
KTRAYSLID550MM | ÉTAGÈRE GLISSIERE 19" 1U PROFONDEUR 550 MM AJUSTABLE PAR BOITE | 10 | 31.33 | 313.3
KFAN4V | PLAQUE 4 VENTILATEURS, MODULE DE VENTILATEUR CONTRÔLÉ PAR THERMOSTAT ANALOGIQUE | 10 | 69.62 | 696.2
KFEET4 | PIEDS DE BAIE 4PCS PAR BOITE | 10 | 4.79 | 47.9
KCASTOR4 | ROULETTES AUTOPORTANTES 4 POINTS CONNECTION 4PCS (2 AVEC FREINS) PAR BOITE | 10 | 32.46 | 324.6
KKITJUNC | 1 SET 4 PCS | 10 | 15 | 150
|  |  | TT | 10603.3