## CODIFICATION
Cabinets |  | 42U 800x800
|  | START | GRID
Single glass door - Rear panel | SGR | KRS4288SGR | KRG4288SGR
Without door and rear panel | WDR | KRS4288WDR | KRG4288WDR
Without door, rear panel and side panel | WDRS | KRS4288WDRS | KRG4288WDRS
Double glass doors - rear panel | DGR | KRS4288DGR | KRG4288DGR
Single Front Glass Door - Single rear glass door | SG2 | KRS4288SG2 | KRG4288SG2
Double Front Glass Door - double rear glass door | DG2 | KRS4288DG2 | KRG4288DG2
Single Front Perforated Door - Rear panel | SPR | KRS4288SPR | KRG4288SPR
Single Front Perforated Door - Single Rear Perforated Door | SP2 | KRS4288SP2 | KRG4288SP2
Double Front Perforated Door - Rear panel | DPR | KRS4288DPR | KRG4288DPR
Double Front Perforated Door - Double Rear Perforated Door | DP2 | KRS4288DP2 | KRG4288DP2
Glass doors for 600mm cabinet | 600SG
Single perforated door for 600mm cabinet | 600SP
Double Glass doors for 800mm cabinet | 800DG
Double perforated doors for 800mm cabinet | 800DP
Rear pannel for 600mm cabinet | 600RP | KRS42U600RP
Rear pannel for 800mm cabinet | 800RP | KRS42U800RP
S = Single
D = Double
R = Rear
G = Glass
P = Perforated
W = No / Without
Racks
Single full door | FD
Single perforated door | PED
Single Glass door | SG
Panneau amovible | RA | (Remouvable Access)

## START CABINETS
60 JOURS | [9 empty] | Coeff Trsp |  | 1 | 1 | 0.94 | 0.94
[10 empty] | €/$ | WITH | 1.1664 | 1.1664
[11 empty] | CAB ORGA | WO cable organizer | With Cable organizer | WO cable organizer | With Cable organizer |  | Competitors prices
[6 empty] | 2025-06-18 | 2025-07-21 | 2025-07-25 | 2025-07-25 | 2025-07-31 | 2025-11-10
Mirsan Product Code | ukn products codes | ukn number codes | Dimensions | Designation | Unit Price | Unit Price | Unit Price | Unit Price | TG | Unit Price | Unit Price | SYMEA DDP Prices | SYMEA DDP Prices | SYSKERN DDP Prices | SYSKERN DDP Prices |  | Ex Works Eskisehir
MR.HD.GTN22U66.01_STRS | KRS2266SGR | U1402001 | 22RU 600mmx600mm | Single glass door - Rear panel | 0 | 153.4 | 152.9 | 152.9 | 143 | 145 | - | 124.3141 | - | 132.2491 | - |  |  |  | 165.3113 | 155.5871 | 146.9434
MR.HD.GTN24U66.01_STRS | KRS2466SGR | U1402002 | 24RU 600mmx600mm | Single glass door - Rear panel | 0 | 163.4 | 162.8 | 162.8 | 152 | 155 | - | 132.8875 | - | 141.3697 | - | 195 | 158 | -1.899% | 176.7121 | 166.3173 | 157.0774
MR.HD.GTN27U66.01_STRS | KRS2766SGR | U1402003 | 27RU 600mmx600mm | Single glass door - Rear panel | 0 | 173.4 | 172.6 | 172.6 | 161 | 165 | - | 141.4609 | - | 150.4903 | - | 202 | 165 | 0% | 188.1129 | 177.0474 | 167.2115
MR.HD.GTN32U66.01_STRS | KRS3266SGR | U1402004 | 32RU 600mmx600mm | Single glass door - Rear panel | 0 | 188.4 | 187.3 | 187.3 | 174 | 180 | - | 154.321 | - | 164.1713 | - |  |  |  | 205.2141 | 193.1427 | 182.4125
MR.HD.GTN42U66.01_STRS | KRS4266SGR | U1402005 | 42RU 600mmx600mm | Single glass door - Rear panel | 0 | 233.4 | 233.4 | 233.4 | 201 | 215 | - | 184.3278 | - | 196.0935 | - | 252 | 205 | 4.878% | 245.1168 | 230.6982 | 217.8816
MR.HD.GTN42U66.01_OAKPSZ | KRS4266WDR | U1402006 | 42RU 600mmx600mm | Without door and rear panel | 0 | 182 | 182 | 182 | 169 | 169 | - | 144.8903 | - | 154.1386 | - |  |  |  | 192.6732 | 181.3395 | 171.2651
Mirsan Product Code | ukn products codes | ukn number codes | Dimensions | Designation | Unit Price | Unit Price | Unit Price | Unit Price | TG | Unit Price | Unit Price | SYMEA DDP Prices | SYMEA DDP Prices | SYSKERN DDP Prices | SYSKERN DDP Prices |  | Ex Works Eskisehir
MR.HD.GTN22U68.01_STRS | KRS2268SGR | U1402007 | 22RU 600mmx800mm | Single glass door - Rear panel | 0 | 173.4 | 172.9 | 172.9 | 169 | 170 | - | 145.7476 | - | 155.0506 | - |  |  |  | 193.8133 | 182.4125 | 172.2785
MR.HD.GTN24U68.01_STRS | KRS2468SGR | U1402008 | 24RU 600mmx800mm | Single glass door - Rear panel | 0 | 184.7 | 184.1 | 184.1 | 180 | 180 | - | 154.321 | - | 164.1713 | - |  |  |  | 205.2141 | 193.1427 | 182.4125
MR.HD.GTN27U68.01_STRS | KRS2768SGR | U1402009 | 27RU 600mmx800mm | Single glass door - Rear panel | 0 | 193.4 | 192.6 | 192.6 | 187 | 187 | - | 160.3224 | - | 170.5557 | - |  |  |  | 213.1946 | 200.6538 | 189.5063
MR.HD.GTN32U68.01_STRS | KRS3268SGR | U1402010 | 32RU 600mmx800mm | Single glass door - Rear panel | 0 | 210.1 | 209 | 209 | 204 | 205 | - | 175.7545 | - | 186.9728 | - |  |  |  | 233.716 | 219.968 | 207.7476
MR.HD.GTN42U68.01_STRS | KRS4268SGR | U1402011 | 42RU 600mmx800mm | Single glass door - Rear panel | 0 | 238.4 | 237.1 | 237.1 | 227 | 230 | - | 197.1879 | - | 209.7744 | - | 288 | 232 | -0.8621% | 262.218 | 246.7934 | 233.0827
MR.HD.GTN42U68.01_OAKPSZ | KRS4268WDR | U1402012 | 42RU 600mmx800mm | Without door and rear panel | 0 | 187 | 187 | 187 | 180 | 180 | - | 154.321 | - | 164.1713 | - |  |  |  | 205.2141 | 193.1427 | 182.4125
Mirsan Product Code | ukn products codes | ukn number codes | Dimensions | Designation | Unit Price | Unit Price | Unit Price | Unit Price | TG | Unit Price | Unit Price | SYMEA DDP Prices | SYMEA DDP Prices | SYSKERN DDP Prices | SYSKERN DDP Prices |  | Ex Works Eskisehir
MR.HD.GTN42U61.01_STRS | KRS42610SGR | U1402013 | 42RU 600mmx1000mm | Single glass door - Rear panel | 0 | 278.4 | 277.1 | 277.1 | 275 | 275 | - | 235.7682 | - | 250.8172 | - |  |  |  | 313.5215 | 295.0791 | 278.6858
Mirsan Product Code | ukn products codes | ukn number codes | Dimensions | Designation | Unit Price | Unit Price | Unit Price | Unit Price | TG | Unit Price | 2026-03-02 | SYMEA DDP Prices | SYMEA DDP Prices | SYSKERN DDP Prices | SYSKERN DDP Prices |  | Ex Works Eskisehir
MR.HD.GTN24U86G.01_STRT | KRS2486SGR |  | 24RU 800mmX600mm | Single glass door - Rear panel | [6 empty] | 234 |  | 200.6173 |  | 213.4226
MR.HD.GTN27U86G.01_STRT | KRS2786SGR |  | 27RU 800mmX600mm | Single glass door - Rear panel | [6 empty] | 245 |  | 210.048 |  | 223.4553
MR.HD.GTN32U86G.01_STRT | KRS3286SGR |  | 32RU 800mmX600mm | Single glass door - Rear panel | [6 empty] | 271 |  | 232.3388 |  | 247.169
MR.HD.GTN42U86G.01_STRT | KSR4286SGR |  | 42RU 800mmX600mm | Single glass door - Rear panel | [6 empty] | 318 |  | 272.6337 |  | 290.0359
MR.HD.GTN24U88G.01_STRT | KRS2488SGR |  | 24RU 800mmX800mm | Single glass door - Rear panel | [6 empty] | 255 |  | 218.6214 |  | 232.576
MR.HD.GTN27U88G.01_STRT | KRS2788SGR |  | 27RU 800mmX800mm | Single glass door - Rear panel | [6 empty] | 269 |  | 230.6241 |  | 245.3448
MR.HD.GTN32U88G.01_STRT | KRS3288SGR |  | 32RU 800mmX800mm | Single glass door - Rear panel | [6 empty] | 295 |  | 252.915 |  | 269.0585
MR.HD.GTN42U88G.01_STRT | KRS4288SGR | U1402023 | 42RU 800mmX800mm | Single glass door - Rear panel | [6 empty] | 328 |  | 281.2071 |  | 299.1565
Mirsan Product Code | ukn products codes | ukn number codes | Dimensions | Designation | Unit Price | Unit Price | Unit Price | Unit Price | TG | Unit Price | Unit Price | SYMEA DDP Prices | SYMEA DDP Prices | SYSKERN DDP Prices | SYSKERN DDP Prices |  | Ex Works Eskisehir
MR.HD.GTN42U86.01_STRS | KRS4286DGR | U1402014 | 42RU 800mmx600mm | Double glass doors - rear panel | 0 | 253.4 | 252.1 | 252.1 | 242 | 245 | 272.1 | 210.048 | 233.2819 | 223.4553 | 248.1722 |  |  |  | 279.3192 | 262.8886 | 248.2837
MR.HD.GTN42U86.01_OAKPSZ | KRS4286WDR | U1402015 | 42RU 800mmx600mm | Without doors and rear panel | 0 | 191.4 | 191.4 | 191.4 | 184 | 185 | 212.1 | 158.6077 | 181.8416 | 168.7316 | 193.4485 |  |  |  | 210.9145 | 198.5077 | 187.4795
Mirsan Product Code | ukn products codes | ukn number codes | Dimensions | Designation | Unit Price | Unit Price | Unit Price | Unit Price | TG | Unit Price | Unit Price | SYMEA DDP Prices | SYMEA DDP Prices | SYSKERN DDP Prices | SYSKERN DDP Prices |  | Ex Works Eskisehir
MR.HD.GTN27U88.01_STRS | KRS2788DGR | U1402016 | 27RU 800mmx800mm | Double glass doors - rear panel | 0 | 230.4 | 229.6 | 229.6 | 226 | 226 | 245.7 | 193.7586 | 210.6481 | 206.1261 | 224.0938 |  |  |  | 257.6577 | 242.5013 | 229.029
MR.HD.GTN32U88.01_STRS | KRS3288DGR | U1402017 | 32RU 800mmx800mm | Double glass doors - rear panel | 0 | 248.8 | 247.7 | 247.7 | 238 | 238 | 260.3 | 204.0466 | 223.1653 | 217.0709 | 237.4099 |  |  |  | 271.3386 | 255.3775 | 241.1899
MR.HD.GTN42U88.01_STRS | KRS4288DGR | U1402018 | 42RU 800mmx800mm | Double glass doors - rear panel | 0 | 278.4 | 277.1 | 277.1 | 263 | 265 | 292.1 | 227.1948 | 250.4287 | 241.6966 | 266.4135 | 340 | 273 | -2.93% | 302.1207 | 284.3489 | 268.5518
MR.HD.GTN42U88.01_OAKPSZ | KRS4288WDR | U1402019 | 42RU 800mmx800mm | Without doors and rear panel | 0 | 216.4 | 216.4 | 216.4 | 209 | 210 | 237.1 | 180.0412 | 203.275 | 191.5331 | 216.25 |  |  |  | 239.4164 | 225.3331 | 212.8146
Mirsan Product Code | ukn products codes | ukn number codes | Dimensions | Designation | Unit Price | Unit Price | Unit Price | Unit Price | TG | Unit Price | Unit Price | SYMEA DDP Prices | SYMEA DDP Prices | SYSKERN DDP Prices | SYSKERN DDP Prices |  | Ex Works Eskisehir
MR.HD.GTN42U81.01_STRS | KRS42810DGR | U1402020 | 42RU 800mmx1000mm | Double glass doors - rear panel | 0 | 313.4 | 312.1 | 312.1 | 299 | 300 | 327.1 | 257.2016 | 280.4355 | 273.6188 | 298.3357 | 341 | 320 | -6.25% | 342.0235 | 321.9044 | 304.0209
MR.HD.GTN42U81.01_OAKPSZ | KRS42810WDR | U1402021 | 42RU 800mmx1000mm | Without doors and rear panel | 0 | 251.4 | 251.4 | 251.4 | 244 | 245 | 272.1 | 210.048 | 233.2819 | 223.4553 | 248.1722 |  |  |  | 279.3192 | 262.8886 | 248.2837
Mirsan Product Code | ukn products codes | ukn number codes | Dimensions | Designation | Unit Price | Unit Price | Unit Price | Unit Price | TG | Unit Price | Unit Price | SYMEA DDP Prices | SYMEA DDP Prices | SYSKERN DDP Prices | SYSKERN DDP Prices |  | Ex Works Eskisehir
MR.HD.GTN27U11.01_STRS | KRS271010DGR | - | 27U 1000mmx1000mm | Double glass doors - rear panel | [5 empty] | 318.1 | 337.8 | 272.7195 | 289.6091 | 290.1271 | 308.0947
MR.HD.GTN32U11.01_STRS | KRS321010DGR | - | 32U 1000mmx1000mm | Double glass doors - rear panel | [5 empty] | 355.9 | 378.2 | 305.1269 | 324.2455 | 324.6031 | 344.9421
MR.HD.GTN42U11.01_STRS | KRS421010DGR | - | 42U 1000mmx1000mm | Double glass doors - rear panel | [5 empty] | 402.6 | 429.7 | 345.1646 | 368.3985 | 367.1964 | 391.9133
MR.HD.GTN42U11.01_STRS_OAKPSZ | KRS421010WDR | - | 42U 1000mmx1000mm | Without doors and rear panel | [5 empty] | 323.2 | 350.3 | 277.0919 | 300.3258 | 294.7786 | 319.4955
Mirsan Product Code | ukn products codes | ukn number codes | Dimensions | Designation | Unit Price | Unit Price | Unit Price | Unit Price | TG | Unit Price | Unit Price | SYMEA DDP Prices | SYMEA DDP Prices | SYSKERN DDP Prices | SYSKERN DDP Prices |  | Ex Works Eskisehir
MD16-600-22U-CKM.01 | KRS22U600SG | - |  | Complete Set W600mm 22U GTN Glass Door Module (Black) | 0 | 27.3 | 26.8 | 26.8 | 25.2 | 26 | - | 22.2908 | - | 23.7136 |  |  |  |  | 29.642 | 27.8984 | 26.3485 | 30.7969
MD16-600-24U-CKM.01 | KRS24U600SG | - |  | Complete Set W600mm 24U GTN Glass Door Module (Black) | 0 | 28.8 | 28.2 | 28.2 | 26.5 | 27 | - | 23.1481 | - | 24.6257 |  |  |  |  | 30.7821 | 28.9714 | 27.3619 | 31.9814
MD16-600-27U-CKM.01 | KRS27U600SG | - |  | Complete Set W600mm 27U GTN Glass Door Module (Black) | 0 | 31.2 | 30.4 | 30.4 | 28.6 | 29 | - | 24.8628 | - | 26.4498 |  |  |  |  | 33.0623 | 31.1174 | 29.3887 | 34.3504
MD16-600-32U-CKM.01 | KRS32U600SG | - |  | Complete Set W600mm 32U GTN Glass Door Module (Black) | 0 | 35.1 | 34 | 34 | 32 | 32 | - | 27.4348 | - | 29.186 |  |  |  |  | 36.4825 | 34.3365 | 32.4289 | 37.9039
MD16-600-42U-CKM.01 | KRS42U600SG | - |  | Complete Set W600mm 42U GTN Glass Door Module (Black) | 0 | 42.9 | 41.6 | 41.6 | 39.1 | 40 | - | 34.2936 | - | 36.4825 |  |  |  |  | 45.6031 | 42.9206 | 40.5361 | 47.3799
MD16-800-27U-CKSET.01 | KRS27U600DG | - |  | Complete Set W800mm 27U GTN Glass Door Lock-Hinge Side Assembly (Black) | 0 | 32.6 | 31.8 | 31.8 | 30 | 30 | - | 25.7202 | - | 27.3619 |  |  |  |  | 34.2023 | 32.1904 | 30.4021 | 35.5349
MD16-800-32U-CKSET.01 | KRS32U600DG | - |  | Complete Set W800mm 32U GTN Glass Door Lock-Hinge Side Assembly (Black) | 0 | 37.2 | 36.1 | 36.1 | 34 | 35 | - | 30.0069 | - | 31.9222 |  |  |  |  | 39.9027 | 37.5555 | 35.4691 | 41.4574
MD16-800-42U-CKSET.01 | KRS42U600DG | - |  | Complete Set W800mm 42U GTN Glass Door Lock-Hinge Side Assembly (Black) | 0 | 46.4 | 45.1 | 45.1 | 42.4 | 43 | - | 36.8656 | - | 39.2187 |  |  |  |  | 49.0234 | 46.1396 | 43.5763 | 50.9334
MD21-600-22U-DOK63.01 | KRS22U600SP | - |  | Complete Set W600mm 22U GTV & DCN 63% Perforated Front Door Module (Black) | 0 | 40.9 | 40.9 | 40.9 | 38.5 | 38.5 | - | 33.0075 | - | 35.1144 |  |  |  |  | 43.893 | 41.3111 | 39.016 | 45.6031
MD21-600-24U-DOK63.01 | KRS24U600SP | - |  | Complete Set W600mm 24U GTV & DCN 63% Perforated Front Door Module (Black) | 0 | 42.5 | 42.5 | 42.5 | 40 | 40 | - | 34.2936 | - | 36.4825 |  |  |  |  | 45.6031 | 42.9206 | 40.5361 | 47.3799
MD21-600-27U-DOK63.01 | KRS27U600SP | - |  | Complete Set W600mm 27U GTV & DCN 63% Perforated Front Door Module (Black) | 0 | 44.9 | 44.9 | 44.9 | 42.3 | 43 | - | 36.8656 | - | 39.2187 |  |  |  |  | 49.0234 | 46.1396 | 43.5763 | 50.9334
MD21-600-32U-DOK63.01 | KRS32U600SP | - |  | Complete Set W600mm 32U GTV & DCN 63% Perforated Front Door Module (Black) | 0 | 50.5 | 50.5 | 50.5 | 47.5 | 48 | - | 41.1523 | - | 43.779 |  |  |  |  | 54.7238 | 51.5047 | 48.6433 | 56.8558
MD21-600-42U-DOK63.01 | KRS42U600SP | - |  | Complete Set W600mm 42U GTV & DCN 63% Perforated Front Door Module (Black) | 0 | 58.6 | 58.6 | 58.6 | 55 | 55 | - | 47.1536 | - | 50.1634 |  |  |  |  | 62.7043 | 59.0158 | 55.7372 | 65.1473
MD21-800-27U-PAK63SET.01 | KRS27U800DP | - |  | Complete Set W800mm 27U GTV & DCN 63% Perforated Door Module Lock & Hinge Side (Black) (1 Lock, 1 Hinge Side) | 0 | 57.4 | 57.4 | 57.4 | 54 | 55 | - | 47.1536 | - | 50.1634 |  |  |  |  | 62.7043 | 59.0158 | 55.7372 | 65.1473
MD21-800-32U-PAK63SET.01 | KRS32U800DP | - |  | Complete Set W800mm 32U GTV & DCN 63% Perforated Door Module Lock & Hinge Side (Black) (1 Lock, 1 Hinge Side) | 0 | 65.2 | 65.2 | 65.2 | 61.3 | 62 | - | 53.155 | - | 56.5479 |  |  |  |  | 70.6848 | 66.5269 | 62.831 | 73.4388
MD21-800-42U-PAK63SET.01 | KRS42U800DP | - |  | Complete Set W800mm 42U GTV & DCN 63% Perforated Door Module Lock & Hinge Side (Black) (1 Lock, 1 Hinge Side) | 0 | 76 | 76 | 76 | 71.5 | 72 | - | 61.7284 | - | 65.6685 |  |  |  |  | 82.0856 | 77.2571 | 72.965 | 85.2838 | 170.5675 | 131.337
MD21-600-22U-TAK.01 | KRS22U600RP | - |  | Complete Set W600mm 22U Rear Door Module (Black) | 0 | 18 | 18 | 18 | 17 | 17 | - | 14.5748 | - | 15.5051 |  |  |  |  | 19.3813 | 18.2413 | 17.2278 | 20.1364
MD21-600-24U-TAK.01 | KRS24U600RP | - |  | Complete Set W600mm 24U Rear Door Module (Black) | 0 | 19 | 19 | 19 | 17.9 | 18 | - | 15.4321 | - | 16.4171 |  |  |  |  | 20.5214 | 19.3143 | 18.2413 | 21.3209
MD21-600-27U-TAK.01 | KRS27U600RP | - |  | Complete Set W600mm 27U Rear Door Module (Black) | 0 | 20.6 | 20.6 | 20.6 | 19.4 | 20 | - | 17.1468 | - | 18.2413 |  |  |  |  | 22.8016 | 21.4603 | 20.2681 | 23.6899
MD21-600-32U-TAK.01 | KRS32U600RP | - |  | Complete Set W600mm 32U Rear Door Module (Black) | 0 | 23.5 | 23.5 | 23.5 | 22.1 | 22 | - | 18.8615 | - | 20.0654 |  |  |  |  | 25.0817 | 23.6063 | 22.2949 | 26.0589
MD21-600-42U-TAK.01 | KRS42U600RP | - |  | Complete Set W600mm 42U Rear Door Module (Black) | 0 | 28.8 | 28.8 | 28.8 | 27.1 | 28 | - | 24.0055 | - | 25.5378 |  |  |  |  | 31.9222 | 30.0444 | 28.3753 | 33.1659
MD21-800-27U-TAK.01 | KRS27U800RP | - |  | Complete Set W800mm 27U Rear Door Module (Black) | 0 | 28.1 | 28.1 | 28.1 | 26.4 | 26.5 | - | 22.7195 | - | 24.1697 |  |  |  |  | 30.2121 | 28.4349 | 26.8552 | 31.3892
MD21-800-32U-TAK.01 | KRS32U800RP | - |  | Complete Set W800mm 32U Rear Door Module (Black) | 0 | 32.2 | 32.2 | 32.2 | 30.2 | 31 | - | 26.5775 | - | 28.2739 |  |  |  |  | 35.3424 | 33.2635 | 31.4155 | 36.7194
MD21-800-42U-TAK.01 | KRS42U800RP | - |  | Complete Set W800mm 42U Rear Door Module (Black) | 0 | 40.2 | 40.2 | 40.2 | 37.8 | 38 | - | 32.5789 | - | 34.6584 |  |  |  |  | 43.323 | 40.7746 | 38.5093 | 45.0109
MD21-1000-27U-TAK.01 |  | - |  | Packaged W=1000 mm 27U Side Panel Style Rear Door Module Black (1 Set 1 Unit) | 0 |  |  |  |  | 35.6 | - | 30.5213 | - | 32.4694
MD21-1000-32U-TAK.01 |  | - |  | Packaged W=1000 mm 32U Side Panel Style Rear Door Module Black (1 Set 1 Unit) | 0 |  |  |  |  | 40.7 | - | 34.8937 | - | 37.1209
MD21-1000-27U-TAK.01 |  | - |  | Packaged W=1000 mm 42U Side Panel Style Rear Door Module Black (1 Set 1 Unit) | 0 |  |  |  |  | 50.4 | - | 43.2099 | - | 45.968
MD21-1000-42U-TAK.01 |  | - |  | Complete Set W600mm 27U GTN Glass Door Module (Black) | 0 |  |  |  |  | 50.3 | - | 43.1241 | - | 45.8767 |  |  |  |  | 57.3459 | 53.9726 | 50.9742 | 59.5802
MD16-1000-32U-CKSET.01 |  | - |  | Complete Set W600mm 32U GTN Glass Door Module (Black) | 0 |  |  |  |  | 57.3 | - | 49.1255 | - | 52.2612 |  |  |  |  | 65.3265 | 61.4837 | 58.068 | 67.8717
MD16-1000-42U-CKSET.01 |  | - |  | Complete Set W600mm 42U GTN Glass Door Module (Black) | 0 |  |  |  |  | 71.6 | - | 61.3855 | - | 65.3037 |  |  |  |  | 81.6296 | 76.8279 | 72.5596 | 84.81
MD21-1000-27U-PAK63SET.01 |  | - |  | Complete Set W800mm 27U GTV & DCN 63% Perforated Door Module Lock & Hinge Side (Black) (1 Lock, 1 Hinge Side) | 0 |  |  |  |  | 75.2 | - | 64.4719 | - | 68.5871
MD21-1000-32U-PAK63SET.01 |  | - |  | Complete Set W800mm 32U GTV & DCN 63% Perforated Door Module Lock & Hinge Side (Black) (1 Lock, 1 Hinge Side) | 0 |  |  |  |  | 82.7 | - | 70.9019 | - | 75.4276
MD21-1000-42U-PAK63SET.01 |  | - |  | Complete Set W800mm 42U GTV & DCN 63% Perforated Door Module Lock & Hinge Side (Black) (1 Lock, 1 Hinge Side) | 0 |  |  |  |  | 96.8 | - | 82.9904 | - | 88.2877
MR.PDT-27U_ZN (1 set 2 pcs) |  | - |  | Front cable organizer | [5 empty] | - | 19.7 | - | -
MR.PDT-32U_ZN (1 set 2 pcs) |  | - |  | Front cable organizer | [5 empty] | - | 22.3 | - | -
MR.PDT-42U_ZN (1 set 2 pcs) |  | - |  | Front cable organizer | [5 empty] | - | 27.1 | - | -
[5 empty] | 2024-11-18 | 2025-02-14 | [10 empty] | Competitors prices
Mirsan Product Code |  |  | Dimensions |  | Unit Price | Unit Price | [5 empty] | SYMEA DDP Prices |  | SYSKERN DDP Prices |  |  | Ex Works Eskisehir |  | 20% | 15% | 10%
MR.HD.22U66.01_SYMA |  |  | 22RU 600mmx600mm | OLD VERSION | 155 | 150 | [5 empty] | 128.6008 |  | 136.8094 |  |  |  |  | 171.0117 | 160.9522 | 152.0104
MR.HD.24U66.01_SYMA |  |  | 24RU 600mmx600mm | OLD VERSION | 165 | 160 | [5 empty] | 137.1742 |  | 145.93 |  |  | 158 | 1.266% | 182.4125 | 171.6824 | 162.1445
MR.HD.27U66.01_SYMA |  |  | 27RU 600mmx600mm | OLD VERSION | 175 | 170 | [5 empty] | 145.7476 |  | 155.0506 |  |  | 165 | 3.03% | 193.8133 | 182.4125 | 172.2785
MR.HD.32U66.01_SYMA |  |  | 32RU 600mmx600mm | OLD VERSION | 190 | 185 | [5 empty] | 158.6077 |  | 168.7316 |  |  |  |  | 210.9145 | 198.5077 | 187.4795
MR.HD.42U66.01_SYMA |  |  | 42RU 600mmx600mm | OLD VERSION | 235 | 230 | [5 empty] | 197.1879 |  | 209.7744 |  |  | 205 | 12.2% | 262.218 | 246.7934 | 233.0827
Mirsan Product Code |  |  | Dimensions |  | Unit Price | Unit Price | [5 empty] | SYMEA DDP Prices |  | SYSKERN DDP Prices |  |  | Ex Works Eskisehir
MR.HD.22U68.01_SYMA |  |  | 22RU 600mmx800mm | OLD VERSION | 175 | 170 | [5 empty] | 145.7476 |  | 155.0506 |  |  |  |  | 193.8133 | 182.4125 | 172.2785
MR.HD.27U68.01_SYMA |  |  | 27RU 600mmx800mm | OLD VERSION | 195 | 190 | [5 empty] | 162.8944 |  | 173.2919 |  |  |  |  | 216.6149 | 203.8728 | 192.5465
MR.HD.42U68.01_SYMA |  |  | 42RU 600mmx800mm | OLD VERSION | 240 | 235 | [5 empty] | 201.4746 |  | 214.3347 |  |  | 232 | 1.293% | 267.9184 | 252.1585 | 238.1497
Mirsan Product Code |  |  | Dimensions |  | Unit Price | Unit Price | [5 empty] | SYMEA DDP Prices |  | SYSKERN DDP Prices |  |  | Ex Works Eskisehir
MR.HD.42U61.01_SYMA |  |  | 42RU 600mmx1000mm | OLD VERSION | 280 | 275 | [5 empty] | 235.7682 |  | 250.8172 |  |  |  |  | 313.5215 | 295.0791 | 278.6858
Mirsan Product Code |  |  | Dimensions |  | Unit Price | Unit Price | [5 empty] | SYMEA DDP Prices |  | SYSKERN DDP Prices |  |  | Ex Works Eskisehir
MR.HD.42U86.01_SYMA |  |  | 42RU 800mmx600mm | OLD VERSION | 255 | 250 | [5 empty] | 214.3347 |  | 228.0156 |  |  |  |  | 285.0196 | 268.2537 | 253.3507
MR.HD.42U88.01_SYMA |  |  | 42RU 800mmx800mm | OLD VERSION | 280 | 275 | [5 empty] | 235.7682 |  | 250.8172 |  |  | 273 | 0.7326% | 313.5215 | 295.0791 | 278.6858
MR.HD.42U81.01_SYMA |  |  | 42RU 800mmx1000mm | OLD VERSION | 315 | 310 | [5 empty] | 265.775 |  | 282.7394 |  |  | 320 | -3.125% | 353.4242 | 332.6346 | 314.1549

## GRID CABINETS
60 JOURS | [9 empty] | Coeff Trsp | 1 | 0.94
[10 empty] | €/$ | 1.1555
[5 empty] | 2025-03-27 | 2025-06-20 | 2025-07-21 | 2025-07-25 | 2025-07-25 | 2025-07-31 |  |  |  | Competitors prices |  | 15% MB
Mirsan Product Code | ukn products codes | ukn number codes | Dimensions | Door Configurations | Unit Price | Unit Price | Unit Price | Unit Price | TG | Unit Price | SYMEA DDP Prices | SYSKERN DDP Prices |  | Ex Works Eskisehir
MR.HD.GTN22U66G.01_GRID | KRG2266SGR | U1403001 | 22RU 600mmx600mm | Single Front Glass Door - Full rear | 164 | 193.1 | 195.8959 | 187 | 161 | 175 | 151.4496 | 161.1166 |  |  |  | 189.5489
MR.HD.GTN24U66G.01_GRID | KRG2466SGR | U1403002 | 24RU 600mmx600mm | Single Front Glass Door - Full rear | 175 | 201.7 | 204.5 | 195 | 172 | 180 | 155.7767 | 165.7199 |  |  |  | 194.9646
MR.HD.GTN27U66G.01_GRID | KRG2766SGR | U1403003 | 27RU 600mmx600mm | Single Front Glass Door - Full rear | 184 | 211.3 | 214.1 | 204 | 180 | 190 | 164.431 | 174.9266 | 206 | 212.31 | -10.51% | 205.796
MR.HD.GTN32U66G.01_GRID | KRG3266SGR | U1403004 | 32RU 600mmx600mm | Single Front Glass Door - Full rear | 200 | 235.7 | 238.5 | 227 | 196 | 210 | 181.7395 | 193.3399 | 288 | 235.77 | -10.93% | 227.4587
MR.HD.GTN42U66G.01_GRID | KRG4266SGR | U1403005 | 42RU 600mmx600mm | Single Front Glass Door - Full rear | 246 | 269.2 | 272 | 259 | 242 | 245 | 212.0294 | 225.5632 | 313 | 263.8 | -7.127% | 265.3685
MR.HD.GTN22U68G.01_GRID | KRG2268SGR | U1403006 | 22RU 600mmx800mm | Single Front Glass Door - Full rear | 185 | 210.9 | 213.7 | 204 | 180 | 190 | 164.431 | 174.9266 |  |  |  | 205.796
MR.HD.GTN27U68G.01_GRID | KRG2768SGR | U1403007 | 27RU 600mmx800mm | Single Front Glass Door - Full rear | 204 | 231 | 233.8 | 223 | 198 | 210 | 181.7395 | 193.3399 |  |  |  | 227.4587
MR.HD.GTN42U68G.01_GRID | KRG4268SGR | U1403008 | 42RU 600mmx800mm | Single Front Glass Door - Full rear | 251 | 294 | 296.7957 | 283 | 245 | 265 | 229.3379 | 243.9765 | 350 | 283.58 | -6.552% | 287.0312
MR.HD.GTN42U61G.01_GRID | KRG42610SGR | U1403009 | 42RU 600mmx1000mm | Single Front Glass Door - Full rear | 290 | 318.9 | 321.8 | 306 | 284 | 290 | 250.9736 | 266.9932 |  |  |  | 314.1096
MR.HD.GTN22U66GG.01_GRID | KRG2266SG2 | U1403010 | 22RU 600mmx600mm | Single Front Glass Door - Single rear glass door |  | 216.5 | 219.2 | 209 | 202 | 205 | 177.4124 | 188.7366 |  |  |  | 222.043
MR.HD.GTN24U66GG.01_GRID | KRG2466SG2 | U1403011 | 24RU 600mmx600mm | Single Front Glass Door - Single rear glass door |  | 225.7 | 228.4 | 218 | 211 | 211 | 182.6049 | 194.2606 |  |  |  | 228.5418
MR.HD.GTN27U66GG.01_GRID | KRG2766SG2 | U1403012 | 27RU 600mmx600mm | Single Front Glass Door - Single rear glass door |  | 236.2 | 238.7985 | 227 | 220 | 220 | 190.3938 | 202.5466 |  |  |  | 238.2901
MR.HD.GTN32U66GG.01_GRID | KRG3266SG2 | U1403013 | 32RU 600mmx600mm | Single Front Glass Door - Single rear glass door |  | 265.3 | 267.9 | 255 | 247 | 247 | 213.7603 | 227.4045 |  |  |  | 267.5348
MR.HD.GTN42U66GG.01_GRID | KRG4266SG2 | U1403014 | 42RU 600mmx600mm | Single Front Glass Door - Single rear glass door |  | 301.4 | 304 | 290 | 273 | 275 | 237.9922 | 253.1832 |  |  |  | 297.8626
MR.HD.GTN22U68GG.01_GRID | KRG2268SG2 | U1403015 | 22RU 600mmx800mm | Single Front Glass Door - Single rear glass door |  | 233.8 | 236.6 | 225 | 218 | 220 | 190.3938 | 202.5466 |  |  |  | 238.2901
MR.HD.GTN27U68GG.01_GRID | KRG2768SG2 | U1403016 | 27RU 600mmx800mm | Single Front Glass Door - Single rear glass door |  | 255.4 | 258.2 | 246 | 238 | 240 | 207.7023 | 220.9599 |  |  |  | 259.9528
MR.HD.GTN42U68GG.01_GRID | KRG4268SG2 | U1403017 | 42RU 600mmx800mm | Single Front Glass Door - Single rear glass door |  | 325.5 | 328.3 | 313 | 299 | 300 | 259.6279 | 276.1999 |  |  |  | 324.941
MR.HD.GTN42U61GG.01_GRID | KRG42610SG2 | U1403018 | 42RU 600mmx1000mm | Single Front Glass Door - Single rear glass door |  | 350.4 | 353.1 | 336 | 330 | 330 | 285.5907 | 303.8198 |  |  |  | 357.4351
Mirsan Product Code | ukn products codes | ukn number codes | Dimensions | Door Configurations | Unit Price | Unit Price | Unit Price | Unit Price | TG | Unit Price | SYMEA DDP Prices | SYMEA DDP Prices |  | Ex Works Eskisehir
MR.HD.GTN42U86DG.01_GRID | KRG4286DGR | U1403019 | 42RU 800mmx600mm | Double Front Glass Door - Full rear | 271 | 388.2 | 373.9 | 356 | 320 | 340 | 294.2449 | 313.0265 | 380 | 326.25 | 4.215% | 368.2665
MR.HD.GTN33U88DG.01_GRID | KRG3288DGR | U1403020 | 32RU 800mmx800mm | Double Front Glass Door - Full rear |  | 367.4 | 354.9 | 338 | 324 | 325 | 281.2635 | 299.2165 |  | 329.75 |  | 352.0194
MR.HD.GTN42U88DG.01_GRID | KRG4288DGR | U1403021 | 42RU 800mmx800mm | Double Front Glass Door - Full rear | 296 | 414.7 | 399.5 | 365 | 335 | 340 | 294.2449 | 313.0265 | 330 | 340.54 | -0.1586% | 368.2665
MR.HD.GTN47U88DG.01_GRID | KRG4788DGR | U1403022 | 47RU 800mmx800mm | Double Front Glass Door - Full rear |  | 454.3 | 437.4 | 417 | 396 | 400 | 346.1705 | 368.2665 | 490 | 390.75 | 2.367% | 433.2547
MR.HD.GTN42U81DG.01_GRID | KRG42810DGR | U1403023 | 42RU 800mmx1000mm | Double Front Glass Door - Full rear | 334 | 440.7 | 425.5014 | 405 | 380 | 385 | 333.1891 | 354.4565 | 384 | 396.32 | -2.856% | 417.0076
MR.HD.GTN42U812DG.01_GRID | KRG42812DGR | U1403024 | 42RU 800mmx1200mm | Double Front Glass Door - Full rear | 367 | 487.4 | 472.5 | 450 | 427 | 435 | 376.4604 | 400.4898 |  |  |  | 471.1645
MR.HD.GTN47U812DG.01_GRID | KRG47812DGR | U1403025 | 47RU 800mmx1200mm | Double Front Glass Door - Full rear | 396 | 533.2 | 516.7 | 492 | 456 | 470 | 406.7503 | 432.7131 |  |  |  | 509.0742
MR.HD.GTN33U88DGDG.01_GRID | KRG3288DG2 | U1403026 | 32RU 800mmx800mm | Double Front Glass Door - double rear glass door |  | 415.6 | 402.8 | 384 | 372 | 375 | 324.5348 | 345.2498 |  |  |  | 406.1763
MR.HD.GTN42U88DGDG.01_GRID | KRG4288DG2 | U1403027 | 42RU 800mmx800mm | Double Front Glass Door - double rear glass door |  | 467.9 | 452.2999 | 431 | 401 | 420 | 363.479 | 386.6798 |  |  |  | 454.9174
MR.HD.GTN47U88DGDG.01_GRID | KRG4788DG2 | U1403028 | 47RU 800mmx800mm | Double Front Glass Door - double rear glass door |  | 509.6 | 492.4 | 469 | 455 | 455 | 393.7689 | 418.9031 |  |  |  | 492.8272
MR.HD.GTN42U81DGDG.01_GRID | KRG42810DG2 | U1403029 | 42RU 800mmx1000mm | Double Front Glass Door - double rear glass door |  | 493.9 | 478.4 | 456 | 442 | 445 | 385.1147 | 409.6965 |  |  |  | 481.9958
MR.HD.GTN42U812DGDG.01_GRID | KRG42812DG2 | U1403030 | 42RU 800mmx1200mm | Double Front Glass Door - double rear glass door |  | 540 | 524.7 | 500 | 485 | 490 | 424.0588 | 451.1264 |  |  |  | 530.737
MR.HD.GTN47U812DGDG.01_GRID | KRG47812DG2 | U1403031 | 47RU 800mmx1200mm | Double Front Glass Door - double rear glass door |  | 588.5 | 571.7 | 544 | 528 | 530 | 458.6759 | 487.9531 |  |  |  | 574.0625
Mirsan Product Code | ukn products codes | ukn number codes | Dimensions | Door Configurations | Unit Price | Unit Price | Unit Price | Unit Price | TG | Unit Price | SYMEA DDP Prices | SYMEA DDP Prices |  | Ex Works Eskisehir
MR.HD.GTN22U66P.01_GRID | KRG2266SPR | U1403032 | 22RU 600mmx600mm | Single Front Perforated Door - Full rear |  | 194 | 196.9 | 188 | 180 | 180 | 155.7767 | 165.7199 |  |  |  | 194.9646
MR.HD.GTN24U66P.01_GRID | KRG2466SPR | U1403033 | 24RU 600mmx600mm | Single Front Perforated Door - Full rear |  | 202.7 | 205.5 | 196 | 188 | 190 | 164.431 | 174.9266 |  |  |  | 205.796
MR.HD.GTN27U66P.01_GRID | KRG2766SPR | U1403034 | 27RU 600mmx600mm | Single Front Perforated Door - Full rear |  | 212.3 | 215.2 | 205 | 197 | 200 | 173.0852 | 184.1332 |  |  |  | 216.6273
MR.HD.GTN32U66P.01_GRID | KRG3266SPR | U1403035 | 32RU 600mmx600mm | Single Front Perforated Door - Full rear |  | 237 | 239.9 | 228 | 220 | 220 | 190.3938 | 202.5466 |  |  |  | 238.2901
MR.HD.GTN42U66P.01_GRID | KRG4266SPR | U1403036 | 42RU 600mmx600mm | Single Front Perforated Door - Full rear | 268.6 | 270.7 | 273.6 | 261 | 244 | 250 | 216.3566 | 230.1665 |  |  |  | 270.7842
MR.HD.GTN22U68P.01_GRID | KRG2268SPR | U1403037 | 22RU 600mmx800mm | Single Front Perforated Door - Full rear |  | 211.7 | 214.6031 | 204 | 196 | 200 | 173.0852 | 184.1332 |  |  |  | 216.6273
MR.HD.GTN27U68P.01_GRID | KRG2768SPR | U1403038 | 27RU 600mmx800mm | Single Front Perforated Door - Full rear |  | 232 | 234.9 | 224 | 215 | 220 | 190.3938 | 202.5466 |  |  |  | 238.2901
MR.HD.GTN42U68P.01_GRID | KRG4268SPR | U1403039 | 42RU 600mmx800mm | Single Front Perforated Door - Full rear |  | 295.4 | 298.3991 | 284 | 266 | 270 | 233.6651 | 248.5799 |  |  |  | 292.4469
MR.HD.GTN47U68P.01_GRID | KRG4768SPR | U1403040 | 47RU 600mmx800mm | Single Front Perforated Door - Full rear | 329.5 | 313.3 | 316.2965 | 301 | 276 | 290 | 250.9736 | 266.9932 |  |  |  | 314.1096
MR.HD.GTN42U61P.01_GRID | KRG42610SPR | U1403041 | 42RU 600mmx1000mm | Single Front Perforated Door - Full rear | 312.4 | 320.3 | 323.4 | 308 | 283 | 295 | 255.3007 | 271.5965 |  | 283.58 | 4.027% | 319.5253
Mirsan Product Code | ukn products codes | ukn number codes | Dimensions | Door Configurations | Unit Price | Unit Price | Unit Price | Unit Price | TG | Unit Price | SYMEA DDP Prices | SYMEA DDP Prices |  | Ex Works Eskisehir
MR.HD.GTN22U66PP.01_GRID | KRG2266SP2 | U1403042 | 22RU 600mmx600mm | Single Front Perforated Door - Single Rear Perforated Door |  | 219.5 | 222.3 | 212 | 205 | 205 | 177.4124 | 188.7366 |  |  |  | 222.043
MR.HD.GTN24U66PP.01_GRID | KRG2466SP2 | U1403043 | 24RU 600mmx600mm | Single Front Perforated Door - Single Rear Perforated Door |  | 228.7 | 231.6 | 221 | 214 | 215 | 186.0666 | 197.9432 |  |  |  | 232.8744
MR.HD.GTN27U66PP.01_GRID | KRG2766SP2 | U1403044 | 27RU 600mmx600mm | Single Front Perforated Door - Single Rear Perforated Door |  | 239.3 | 242.2 | 231 | 224 | 225 | 194.7209 | 207.1499 |  |  |  | 243.7058
MR.HD.GTN32U66PP.01_GRID | KRG3266SP2 | U1403045 | 32RU 600mmx600mm | Single Front Perforated Door - Single Rear Perforated Door |  | 268.4 | 271.2006 | 258 | 248 | 250 | 216.3566 | 230.1665 |  |  |  | 270.7842
MR.HD.GTN42U66PP.01_GRID | KRG4266SP2 | U1403046 | 42RU 600mmx600mm | Single Front Perforated Door - Single Rear Perforated Door | 268.6 | 304.9 | 307.8 | 293 | 266 | 280 | 242.3193 | 257.7865 |  |  |  | 303.2783
MR.HD.GTN22U68PP.01_GRID | KRG2268SP2 | U1403047 | 22RU 600mmx800mm | Single Front Perforated Door - Single Rear Perforated Door |  | 236.8 | 239.7 | 228 | 220 | 220 | 190.3938 | 202.5466 |  |  |  | 238.2901
MR.HD.GTN27U68PP.01_GRID | KRG2768SP2 | U1403048 | 27RU 600mmx800mm | Single Front Perforated Door - Single Rear Perforated Door |  | 258.6 | 261.5 | 249 | 240 | 240 | 207.7023 | 220.9599 |  |  |  | 259.9528
MR.HD.GTN42U68PP.01_GRID | KRG4268SP2 | U1403049 | 42RU 600mmx800mm | Single Front Perforated Door - Single Rear Perforated Door |  | 329.6 | 332.6 | 317 | 305 | 305 | 263.955 | 280.8032 |  |  |  | 330.3567
MR.HD.GTN47U68PP.01_GRID | KRG4768SP2 | U1403050 | 47RU 600mmx800mm | Single Front Perforated Door - Single Rear Perforated Door | 329.5 | 349.5 | 352.398 | 336 | 328 | 328 | 283.8598 | 301.9785 |  |  |  | 355.2688
MR.HD.GTN42U61PP.01_GRID | KRG42610SP2 | U1403051 | 42RU 600mmx1000mm | Single Front Perforated Door - Single Rear Perforated Door | 312.4 | 354.5 | 357.6 | 341 | 333 | 333 | 288.1869 | 306.5818 |  | 374.45 | -11.07% | 360.6845
Mirsan Product Code | ukn products codes | ukn number codes | Dimensions | Door Configurations | Unit Price | Unit Price | Unit Price | Unit Price | TG | Unit Price | SYMEA DDP Prices | SYMEA DDP Prices |  | Ex Works Eskisehir
MR.HD.GTN42U68DP.01_GRID | KRG4286DPR | U1403052 | 42RU 800mmx600mm | Double Front Perforated Door - Full Rear |  | 377.9 | 362.7 | 345 | 334 | 335 | 289.9178 | 308.4232 |  |  |  | 362.8508
MR.HD.GTN33U88DP.01_GRID | KRG3288DPR | U1403053 | 32RU 800mmx800mm | Double Front Perforated Door - Full Rear |  | 359.1 | 346.7 | 330 | 320 | 320 | 276.9364 | 294.6132 |  |  |  | 346.6037
MR.HD.GTN42U88DP.01_GRID | KRG4288DPR | U1403054 | 42RU 800mmx800mm | Double Front Perforated Door - Full Rear | 321.6 | 404.4 | 389.3 | 355 | 330 | 340 | 294.2449 | 313.0265 |  |  |  | 368.2665
MR.HD.GTN47U88DP.01_GRID | KRG4788DPR | U1403055 | 47RU 800mmx800mm | Double Front Perforated Door - Full Rear | 354.1 | 442.6 | 425.9 | 406 | 398 | 400 | 346.1705 | 368.2665 |  |  |  | 433.2547
MR.HD.GTN42U81DP.01_GRID | KRG42810DPR | U1403056 | 42RU 800mmx1000mm | Double Front Perforated Door - Full Rear | 361.6 | 430.4 | 415.4 | 396 | 388 | 390 | 337.5162 | 359.0598 |  | 396.32 | -1.595% | 422.4233
MR.HD.GTN47U81DP.01_GRID | KRG47810DPR | U1403057 | 47RU 800mmx1000mm | Double Front Perforated Door - Full Rear | 379.8 | 471 | 454.4 | 433 | 424 | 425 | 367.8061 | 391.2831 |  | 432.96 | -1.839% | 460.3331
MR.HD.GTN42U812DP.01_GRID | KRG42812DPR | U1403058 | 42RU 800mmx1200mm | Double Front Perforated Door - Full Rear |  | 477.2 | 462.4 | 440 | 431 | 431 | 372.9987 | 396.8071 |  |  |  | 466.8319
MR.HD.GTN47U812DP.01_GRID | KRG47812DPR | U1403059 | 47RU 800mmx1200mm | Double Front Perforated Door - Full Rear |  | 522.3 | 505.8966 | 482 | 472 | 475 | 411.0775 | 437.3164 |  |  |  | 514.4899
Mirsan Product Code | ukn products codes | ukn number codes | Dimensions | Door Configurations | Unit Price | Unit Price | Unit Price | Unit Price | TG | Unit Price | SYMEA DDP Prices | SYMEA DDP Prices |  | Ex Works Eskisehir
MR.HD.GTN42U86DPDP.01_GRID | KRG4286DP2 | U1403060 | 42RU 800mmx600mm | Double Front Perforated Door - Double Rear Perforated Door |  | 421.5 | 406.2 | 387 | 375 | 380 | 328.862 | 349.8532 |  |  |  | 411.5919
MR.HD.GTN33U88DPDP.01_GRID | KRG3288DP2 | U1403061 | 32RU 800mmx800mm | Double Front Perforated Door - Double Rear Perforated Door | 317.3 | 399.9 | 387.3 | 369 | 357 | 360 | 311.5534 | 331.4398 |  |  |  | 389.9292
MR.HD.GTN42U88DPDP.01_GRID | KRG4288DP2 | U1403062 | 42RU 800mmx800mm | Double Front Perforated Door - Double Rear Perforated Door | 341.8 | 448.1 | 432.8 | 395 | 376 | 380 | 328.862 | 349.8532 | 380 | 391.58 | -2.957% | 411.5919
MR.HD.GTN47U88DPDP.01_GRID | KRG4788DP2 | U1403063 | 47RU 800mmx800mm | Double Front Perforated Door - Double Rear Perforated Door | 375.4 | 487.9 | 488.9 | 466 | 452 | 455 | 393.7689 | 418.9031 |  | 462.5 | -1.622% | 492.8272
MR.HD.GTN42U81DPDP.01_GRID | KRG42810DP2 | U1403064 | 42RU 800mmx1000mm | Double Front Perforated Door - Double Rear Perforated Door | 364.4 | 474 | 458.9 | 437 | 420 | 425 | 367.8061 | 391.2831 | 411 | 422.95 | 0.4847% | 460.3331
MR.HD.GTN47U81DPDP.01_GRID | KRG47810DP2 | U1403065 | 47RU 800mmx1000mm | Double Front Perforated Door - Double Rear Perforated Door | 399.1 | 516.3 | 499.5 | 476 | 462 | 465 | 402.4232 | 428.1098 |  | 494.4 | -5.947% | 503.6586
MR.HD.GTN42U812DPDP.01_GRID | KRG42812DP2 | U1403066 | 42RU 800mmx1200mm | Double Front Perforated Door - Double Rear Perforated Door | 397.9 | 520.9 | 505.9 | 482 | 468 | 470 | 406.7503 | 432.7131 | 595 | 489.92 | -4.066% | 509.0742
MR.HD.GTN47U812DPDP.01_GRID | KRG47812DP2 | U1403067 | 47RU 800mmx1200mm | Double Front Perforated Door - Double Rear Perforated Door | 437.1 | 567.6 | 551.1 | 525 | 512 | 515 | 445.6945 | 474.1431 | 506 | 521.33 | -1.214% | 557.8154
Mirsan Product Code | ukn products codes | ukn number codes | Dimensions | Door Configurations | Unit Price | Unit Price | Unit Price | Unit Price | TG | Unit Price | SYMEA DDP Prices | SYMEA DDP Prices |  | Ex Works Eskisehir
MR.HD.GTN24U88G.01_GRID | KRG2488SGR | - | 24RU 800mmx800mm | Sıngle Front Glass Door - Full rear |  |  | 286.9 | 273 | 259 | 265 | 229.3379 | 243.9765
MR.HD.GTN27U88G.01_GRID | KRG2788SGR | - | 27RU 800mmx800mm | Sıngle Front Glass Door - Full rear |  |  | 301.6 | 287 | 273 | 275 | 237.9922 | 253.1832
MR.HD.GTN32U88G.01_GRID | KRG3288SGR | - | 32RU 800mmx800mm | Sıngle Front Glass Door - Full rear |  |  | 335.4 | 319 | 303 | 305 | 263.955 | 280.8032
MR.HD.GTN47U81G.01_GRID | KRG47810SGR | - | 47RU 800mmx1000mm | Sıngle Front Glass Door - Full rear |  |  | 461.2 | 439 | 417 | 425 | 367.8061 | 391.2831
MR.HD.GTN42U86G.01_GRID | KRG4286SGR | - | 42RU 800mmx600mm | Sıngle Front Glass Door - Full rear |  |  | 359.6 | 342 | 324 | 330 | 285.5907 | 303.8198
MR.HD.GTN33U88G.01_GRID | KRG3288SGR | - | 32RU 800mmx800mm | Sıngle Front Glass Door - Full rear |  |  | 342.3 | 326 | 310 | 315 | 272.6093 | 290.0099
MR.HD.GTN42U88G.01_GRID | KRG4288SGR | - | 42RU 800mmx800mm | Sıngle Front Glass Door - Full rear |  |  | 386.4 | 350 | 332 | 340 | 294.2449 | 313.0265
MR.HD.GTN47U88G.01_GRID | KRG4788SGR | - | 47RU 800mmx800mm | Sıngle Front Glass Door - Full rear |  |  | 424.1 | 404 | 384 | 390 | 337.5162 | 359.0598
MR.HD.GTN42U81G.01_GRID | KRG42810SGR | - | 42RU 800mmx1000mm | Sıngle Front Glass Door - Full rear |  |  | 420.2033 | 400 | 380 | 385 | 333.1891 | 354.4565
MR.HD.GTN42U812G.01_GRID | KRG42812SGR | - | 42RU 800mmx1200mm | Sıngle Front Glass Door - Full rear |  |  | 467.5 | 445 | 423 | 430 | 372.1333 | 395.8865
MR.HD.GTN47U812G.01_GRID | KRG47812SGR | - | 47RU 800mmx1200mm | Sıngle Front Glass Door - Full rear |  |  | 511.6 | 487 | 463 | 470 | 406.7503 | 432.7131
MR.HD.GTN24U88GG.01_GRID | KRG2488SG2 | - | 24RU 800mmx800mm | Sıngle Front Glass Door - Sıngle rear glass door |  |  | 312.5 | 298 | 283 | 285 | 246.6465 | 262.3899
MR.HD.GTN27U88GG.01_GRID | KRG2788SG2 | - | 27RU 800mmx800mm | Sıngle Front Glass Door - Sıngle rear glass door |  |  | 328.1 | 312 | 297 | 300 | 259.6279 | 276.1999
MR.HD.GTN32U88GG.01_GRID | KRG3288SG2 | - | 32RU 800mmx800mm | Sıngle Front Glass Door - Sıngle rear glass door |  |  | 363.4 | 346 | 329 | 335 | 289.9178 | 308.4232
MR.HD.GTN33U88GG.01_GRID | KRG3388SG2 | - | 33RU 800mmx800mm | Sıngle Front Glass Door - Sıngle rear glass door |  |  | 370.6 | 353 | 336 | 340 | 294.2449 | 313.0265
MR.HD.GTN42U88GG.01_GRID | KRG4288SG2 | - | 42RU 800mmx800mm | Sıngle Front Glass Door - Sıngle rear glass door |  |  | 417.4016 | 398 | 378 | 385 | 333.1891 | 354.4565
MR.HD.GTN47U88GG.01_GRID | KRG4788SG2 | - | 47RU 800mmx800mm | Sıngle Front Glass Door - Sıngle rear glass door |  |  | 455.6988 | 434 | 412 | 420 | 363.479 | 386.6798
MR.HD.GTN42U81GG.01_GRID | KRG42810SG2 | - | 42RU 800mmx1000mm | Sıngle Front Glass Door - Sıngle rear glass door |  |  | 443.7 | 423 | 402 | 410 | 354.8248 | 377.4731
MR.HD.GTN42U812GG.01_GRID | KRG42812SG2 | - | 42RU 800mmx1200mm | Sıngle Front Glass Door - Sıngle rear glass door |  |  | 490.2 | 467 | 444 | 450 | 389.4418 | 414.2998
MR.HD.GTN47U812GG.01_GRID | KRG47812SG2 | - | 47RU 800mmx1200mm | Sıngle Front Glass Door - Sıngle rear glass door |  |  | 535.9 | 510 | 485 | 500 | 432.7131 | 460.3331
Mirsan Product Code | ukn products codes | ukn number codes | Dimensions | Door Configurations | Unit Price | Unit Price | Unit Price | Unit Price | TG | Unit Price | SYMEA DDP Prices | SYMEA DDP Prices |  | Ex Works Eskisehir
MR.HD.GTN24U11G.01_GRID | KRG241010SGR |  | 24RU 1000mmx1000mm | Sıngle Front Glass Door - Full rear | [5 empty] | 359.7 | 311.2938 | 331.1636
MR.HD.GTN27U11G.01_GRID | KRG271010SGR |  | 27RU 1000mmx1000mm | Sıngle Front Glass Door - Full rear | [5 empty] | 390.8 | 338.2086 | 359.7963
MR.HD.GTN32U11G.01_GRID | KRG321010SGR |  | 32RU 1000mmx1000mm | Sıngle Front Glass Door - Full rear | [5 empty] | 427.3 | 369.7966 | 393.4007
MR.HD.GTN42U11G.01_GRID | KRG421010SGR |  | 42RU 1000mmx1000mm | Sıngle Front Glass Door - Full rear | [5 empty] | 486.2 | 420.7702 | 447.6279
MR.HD.GTN47U11G.01_GRID | KRG471010SGR |  | 47RU 1000mmx1000mm | Sıngle Front Glass Door - Full rear | [5 empty] | 516.1 | 446.6465 | 475.1558
MR.HD.GTN24U11GG.01_GRID | KRG241010SG2 |  | 24RU 1000mmx1000mm | Sıngle Front Glass Door - Sıngle rear glass door | [5 empty] | 394.2 | 341.151 | 362.9266
MR.HD.GTN27U11GG.01_GRID | KRG271010SG2 |  | 27RU 1000mmx1000mm | Sıngle Front Glass Door - Sıngle rear glass door | [5 empty] | 425.5 | 368.2389 | 391.7435
MR.HD.GTN32U11GG.01_GRID | KRG321010SG2 |  | 32RU 1000mmx1000mm | Sıngle Front Glass Door - Sıngle rear glass door | [5 empty] | 464.6 | 402.077 | 427.7415
MR.HD.GTN42U11GG.01_GRID | KRG421010SG2 |  | 42RU 1000mmx1000mm | Sıngle Front Glass Door - Sıngle rear glass door | [5 empty] | 528.5 | 457.3778 | 486.5721
MR.HD.GTN47U11GG.01_GRID | KRG471010SG2 |  | 47RU 1000mmx1000mm | Sıngle Front Glass Door - Sıngle rear glass door | [5 empty] | 561.4 | 485.8503 | 516.862
MR.HD.GTN33U11DG.01_GRID | KRG321010DGR |  | 32RU 1000mmx1000mm | Double Front Glass Door - Full rear | [5 empty] | 461.6 | 399.4807 | 424.9795
MR.HD.GTN42U11DG.01_GRID | KRG421010DGR |  | 42RU 1000mmx1000mm | Double Front Glass Door - Full rear | [5 empty] | 505.3 | 437.2999 | 465.2126
MR.HD.GTN47U11DG.01_GRID | KRG471010DGR |  | 47RU 1000mmx1000mm | Double Front Glass Door - Full rear | [5 empty] | 529.7 | 458.4163 | 487.6769
MR.HD.GTN33U11DGDG.01_GRID | KRG321010DG2 |  | 32RU 1000mmx1000mm | Double Front Glass Door - double rear glass door | [5 empty] | 513.9 | 444.7425 | 473.1304
MR.HD.GTN42U11DGDG.01_GRID | KRG421010DG2 |  | 42RU 1000mmx1000mm | Double Front Glass Door - double rear glass door | [5 empty] | 561.1 | 485.5907 | 516.5858
MR.HD.GTN47U11DGDG.01_GRID | KRG471010DG2 |  | 47RU 1000mmx1000mm | Double Front Glass Door - double rear glass door | [5 empty] | 588.2 | 509.0437 | 541.5359
MR.HD.GTN33U11DP.01_GRID | KRG321010DPR |  | 32RU 1000mmx1000mm | Double Front Perforated Door - Full Rear | [5 empty] | 454.2 | 393.0766 | 418.1666
MR.HD.GTN42U11DP.01_GRID | KRG421010DPR |  | 42RU 1000mmx1000mm | Double Front Perforated Door - Full Rear | [5 empty] | 495.4 | 428.7322 | 456.098
MR.HD.GTN47U11DP.01_GRID | KRG471010DPR |  | 47RU 1000mmx1000mm | Double Front Perforated Door - Full Rear | [5 empty] | 518.3 | 448.5504 | 477.1813
MR.HD.GTN33U11DPDP.01_GRID | KRG321010DP2 |  | 32RU 1000mmx1000mm | Double Front Perforated Door - Double Rear Perforated Door | [5 empty] | 497.6 | 430.6361 | 458.1235
MR.HD.GTN42U11DPDP.01_GRID | KRG421010DP2 |  | 42RU 1000mmx1000mm | Double Front Perforated Door - Double Rear Perforated Door | [5 empty] | 541.1 | 468.2821 | 498.1725
MR.HD.GTN47U11DPDP.01_GRID | KRG471010DP2 |  | 47RU 1000mmx1000mm | Double Front Perforated Door - Double Rear Perforated Door | [5 empty] | 565.4 | 489.312 | 520.5447
Mirsan Product Code | ukn products codes | ukn number codes | Dimensions | Door Configurations | Unit Price | Unit Price | Unit Price | Unit Price | TG | Unit Price | SYMEA DDP Prices | SYMEA DDP Prices |  | Ex Works Eskisehir
MR.HD.GTN42U88NFR.01_GRID |  |  |  | 42U W=800MM D=800MM GTN HYBRID GRID SERIES STANDING TYPE CABINET BLACK (WITHOUT FRONT AND REAR DOORS, WITHOUT HINGES, SIDE DOORS ARE ONE SIZE, MR.ODK42UPK.01 INCLUDED) | xx |  |  |  |  | 267.4 | 231.415 | 246.1861
MR.HD.GTN42U81NFR.01_GRID |  |  |  | 42U W=800MM D=1000MM GTN HYBRID GRID SERIES STANDING TYPE CABINET BLACK (WITHOUT FRONT AND REAR DOORS, WITHOUT HINGES, SIDE DOORS ARE ONE SIZE, MR.ODK42UPK.01 INCLUDED) | xx |  |  |  |  | 292.4 | 253.0506 | 269.2028
MD142S-800-42U-CKC.01 |  |  |  | SYMEA NEW GENERATION GTN HYBRID SERIES W=800mm 42U LIFT-AND-DETACH HINGED SINGLE METAL FRAMED GLASS DOOR MODULE BLACK (PACKAGED) | xx |  |  |  |  | 77.3 | 66.8974 | 71.1675
MD142S-800-42U-CKCSET.01 |  |  |  | SYMEA NEW GENERATION GTN HYBRID SERIES W=800mm 42U LIFT-AND-DETACH HINGED DOUBLE METAL FRAMED GLASS DOOR MODULE BLACK (1 LOCK SIDE, 1 HINGE SIDE) | xx |  |  |  |  | 94.6 | 81.8693 | 87.095
MD142S-800-42U-DOK63.01 |  |  |  | SYMEA NEW GENERATION GTN HYBRID SERIES, PACKAGED, W=800mm, 42U, LIFT-AND-DETACH HINGED, 63% SINGLE PERFORATED COVER MODULE, BLACK. | xx |  |  |  |  | 71.1 | 61.5318 | 65.4594
MD142S-800-42U-PAK63SET.01 |  |  |  | SYMEA NEW GENERATION GTN HYBRID SERIES W=800mm 42U LIFT-AND-PULL HINGED 63% DOUBLE PERFORATED COVER MODULE BLACK (1 LOCK SIDE, 1 HINGE SIDE) | xx |  |  |  |  | 86.8 | 75.119 | 79.9138
MD142S-800-42U-OMK.01 |  |  |  | SYMEA NEW GENERATION GTN HYBRID SERIES W=800mm 42U LIFT-AND-DETACH HINGED SINGLE METAL COVER MODULE BLACK (PACKAGED) | xx |  |  |  |  | 58.4 | 50.5409 | 53.7669

## RACKS & OPEN RACKS
[9 empty] | Coeff Trsp | 1 | 0.94
[9 empty] | €/$ | 1.166
|  |  |  | 2025-03-25 | 2025-04-04 | 2025-07-21 | 2025-07-25 | 2025-07-25 | 2025-07-31 |  |  | Competitors prices
Product Description | ukn products codes | ukn number codes | Mirsan Code | SYMEA PRICES | SYMEA PRICES | SYMEA PRICES | SYMEA PRICES | TG | SYMEA PRICES | SYMEA DDP Prices | SYSKERN DDP Prices | Ex Works Eskisehir
691707IP55.2 | KWI07600 | - | MR.IP55W07U60.03 | 166.93 | 136.85 |  |  | $120,00 | 120 | 102.916 | 109.4851
691709IP55.2 | KWI09600 | - | MR.IP55W09U60.03 | 175.34 | 152.95 |  |  | $130,00 | 130 | 111.4923 | 118.6088
691712IP55.2 | KWI12600 | - | MR.IP55W12U60.03 | 186.13 | 165.6 |  |  | $140,00 | 140 | 120.0686 | 127.7326
691716IP55.2 | KWI16600 | - | MR.IP55W16U60.03 | 202.22 | 181.7 |  |  | $160,00 | 160 | 137.2213 | 145.9801
691718IP55.3 | KWI18600 | - | MR.IP55W18U60.03 |  |  |  |  | $170,00 | 170 | 145.7976 | 155.1038
691722IP55.2 | KWI20600 | - | MR.IP55W20U60.03 | 217.6 | 204.13 |  |  | $180,00 | 180 | 154.3739 | 164.2276
691720IP55.3 | KWI22600 | - | MR.IP55W22U60.03 |  |  |  |  | $200,00 | 200 | 171.5266 | 182.4751
Product Description | ukn products codes | ukn number codes | Mirsan Code | SYMEA PRICES | SYMEA PRICES | SYMEA PRICES | SYMEA PRICES | TG | SYMEA PRICES | SYMEA DDP Prices | SYSKERN DDP Prices | Ex Works Eskisehir
MR.IP55W07U66.03_SYM | KWI07600FDRA | - | 07U W=600mm D=600mm Wall-Mounted IP55 Cabinet 7035 Outdoor (Internally Lockable Side Panels, Front-Handled Lockable Metal Door) | 0 |  | 227.2 |  | 156 | 185 | 158.6621 | 168.7895
MR.IP55W09U66.03_SYM | KWI09600FDRA | - | 09U W=600mm D=600mm Wall-Mounted IP55 Cabinet 7035 Outdoor (Internally Lockable Side Panels, Front-Handled Lockable Metal Door) | 0 |  | 236.9 |  | 169 | 195 | 167.2384 | 177.9132
MR.IP55W12U66.03_SYM | KWI12600FDRA | - | 12U W=600mm D=600mm Wall-Mounted IP55 Cabinet 7035 Outdoor (Internally Lockable Side Panels, Front-Handled Lockable Metal Door) | 0 |  | 251.6 |  | 182 | 210 | 180.1029 | 191.5988
MR.IP55W16U66.03_SYM | KWI16600FDRA | - | 16U W=600mm D=600mm Wall-Mounted IP55 Cabinet 7035 Outdoor (Internally Lockable Side Panels, Front-Handled Lockable Metal Door) | 0 |  | 279.7 |  | 208 | 225 | 192.9674 | 205.2845
MR.IP55W18U66.03_SYM | KWI18600FDRA | - | 18U W=600mm D=600mm Wall-Mounted IP55 Cabinet 7035 Outdoor (Internally Lockable Side Panels, Front-Handled Lockable Metal Door) | 0 |  | 290.9 | 277 | 221 | 250 | 214.4082 | 228.0939
MR.IP55W20U66.03_SYM | KWI20600FDRA | - | 20U W=600mm D=600mm Wall-Mounted IP55 Cabinet 7035 Outdoor (Internally Lockable Side Panels, Front-Handled Lockable Metal Door) | 0 |  | 298.5 |  | 234 | 270 | 231.5609 | 246.3414
MR.IP55W22U66.03_SYM | KWI22600FDRA | - | 22U W=600mm D=600mm Wall-Mounted IP55 Cabinet 7035 Outdoor (Internally Lockable Side Panels, Front-Handled Lockable Metal Door) | 0 |  | 309.8 | 295 | 260 | 280 | 240.1372 | 255.4651
MR.IP55W07U66.03_CK_SYM | KWI07600SGRA | - | 07U W=600mm D=600mm Wall-Mounted IP55 Cabinet 7035 Outdoor (Internally Lockable Side Panels, Front-Handled Lockable Glass Door) | 0 |  | 227.2 | 224 | 156 | 195 | 167.2384 | 177.9132
MR.IP55W09U66.03_CK_SYM | KWI09600SGRA | - | 09U W=600mm D=600mm Wall-Mounted IP55 Cabinet 7035 Outdoor (Internally Lockable Side Panels, Front-Handled Lockable Glass Door) | 0 |  | 236.9 | 234 | 169 | 205 | 175.8148 | 187.037
MR.IP55W12U66.03_CK_SYM | KWI12600SGRA | - | 12U W=600mm D=600mm Wall-Mounted IP55 Cabinet 7035 Outdoor (Internally Lockable Side Panels, Front-Handled Lockable Glass Door) | 0 |  | 251.6 | 248 | 182 | 220 | 188.6792 | 200.7226
MR.IP55W16U66.03_CK_SYM | KWI16600SGRA | - | 16U W=600mm D=600mm Wall-Mounted IP55 Cabinet 7035 Outdoor (Internally Lockable Side Panels, Front-Handled Lockable Glass Door) | 0 |  | 279.7 | 276 | 208 | 235 | 201.5437 | 214.4082
MR.IP55W18U66.03_CK_SYM | KWI18600SGRA | - | 18U W=600mm D=600mm Wall-Mounted IP55 Cabinet 7035 Outdoor (Internally Lockable Side Panels, Front-Handled Lockable Glass Door) | 0 |  | 290.9 | 284 | 221 | 260 | 222.9846 | 237.2176
MR.IP55W20U66.03_CK_SYM | KWI20600SGRA | - | 20U W=600mm D=600mm Wall-Mounted IP55 Cabinet 7035 Outdoor (Internally Lockable Side Panels, Front-Handled Lockable Glass Door) | 0 |  | 298.5 | 294 | 234 | 280 | 240.1372 | 255.4651
MR.IP55W22U66.03_CK_SYM | KWI22600SGRA | - | 22U W=600mm D=600mm Wall-Mounted IP55 Cabinet 7035 Outdoor (Internally Lockable Side Panels, Front-Handled Lockable Glass Door) | 0 |  | 309.8 | 304 | 260 | 290 | 248.7136 | 264.5889
MR.IP55W07U68.03_SYM | KWI07800FDRA | - | 07U W=600mm D=800mm Wall-Mounted IP55 Cabinet 7035 Outdoor (Internally Lockable Side Panels, Front-Handled Lockable Metal Door) | 0 |  | 251.2 | 239 | 175 | 205 | 175.8148 | 187.037
MR.IP55W09U68.03_SYM | KWI09800FDRA | - | 09U W=600mm D=800mm Wall-Mounted IP55 Cabinet 7035 Outdoor (Internally Lockable Side Panels, Front-Handled Lockable Metal Door) | 0 |  | 262.1 | 250 | 190 | 215 | 184.3911 | 196.1607
MR.IP55W12U68.03_SYM | KWI12800FDRA | - | 12U W=600mm D=800mm Wall-Mounted IP55 Cabinet 7035 Outdoor (Internally Lockable Side Panels, Front-Handled Lockable Metal Door) | 0 |  | 278.4 | 265 | 202 | 233 | 199.8285 | 212.5835
MR.IP55W16U68.03_SYM | KWI16800FDRA | - | 16U W=600mm D=800mm Wall-Mounted IP55 Cabinet 7035 Outdoor (Internally Lockable Side Panels, Front-Handled Lockable Metal Door) | 0 |  | 310.2 | 295 | 231 | 250 | 214.4082 | 228.0939
MR.IP55W18U68.03_SYM | KWI18800FDRA | - | 18U W=600mm D=800mm Wall-Mounted IP55 Cabinet 7035 Outdoor (Internally Lockable Side Panels, Front-Handled Lockable Metal Door) | 0 |  | 320.4 | 305 | 246 | 275 | 235.8491 | 250.9033
MR.IP55W20U68.03_SYM | KWI20800FDRA | - | 20U W=600mm D=800mm Wall-Mounted IP55 Cabinet 7035 Outdoor (Internally Lockable Side Panels, Front-Handled Lockable Metal Door) | 0 |  | 331.1 | 315 | 260 | 295 | 253.0017 | 269.1508
MR.IP55W22U68.03_SYM | KWI22800FDRA | - | 22U W=600mm D=800mm Wall-Mounted IP55 Cabinet 7035 Outdoor (Internally Lockable Side Panels, Front-Handled Lockable Metal Door) | 0 |  | 341.3 | 325 | 289 | 315 | 270.1544 | 287.3983
MR.IP55W07U68.03_CK_SYM | KWI07800SGRA | - | 07U W=600mm D=800mm Wall-Mounted IP55 Cabinet 7035 Outdoor (Internally Lockable Side Panels, Front-Handled Lockable Glass Door) | 0 |  | 257.6 | 245 | 175 | 215 | 184.3911 | 196.1607
MR.IP55W09U68.03_CK_SYM | KWI09800SGRA | - | 09U W=600mm D=800mm Wall-Mounted IP55 Cabinet 7035 Outdoor (Internally Lockable Side Panels, Front-Handled Lockable Glass Door) | 0 |  | 268.7 | 256 | 190 | 225 | 192.9674 | 205.2845
MR.IP55W12U68.03_CK_SYM | KWI12800SGRA | - | 12U W=600mm D=800mm Wall-Mounted IP55 Cabinet 7035 Outdoor (Internally Lockable Side Panels, Front-Handled Lockable Glass Door) | 0 |  | 285.5 | 272 | 202 | 240 | 205.8319 | 218.9701
MR.IP55W16U68.03_CK_SYM | KWI16800SGRA | - | 16U W=600mm D=800mm Wall-Mounted IP55 Cabinet 7035 Outdoor (Internally Lockable Side Panels, Front-Handled Lockable Glass Door) | 0 |  | 317.8 | 303 | 231 | 260 | 222.9846 | 237.2176
MR.IP55W18U68.03_CK_SYM | KWI18800SGRA | - | 18U W=600mm D=800mm Wall-Mounted IP55 Cabinet 7035 Outdoor (Internally Lockable Side Panels, Front-Handled Lockable Glass Door) | 0 |  | 328.4 | 313 | 246 | 285 | 244.4254 | 260.027
MR.IP55W20U68.03_CK_SYM | KWI20800SGRA | - | 20U W=600mm D=800mm Wall-Mounted IP55 Cabinet 7035 Outdoor (Internally Lockable Side Panels, Front-Handled Lockable Glass Door) | 0 |  | 339.0022 | 323 | 260 | 310 | 265.8662 | 282.8364
MR.IP55W22U68.03_CK_SYM | KWI22800SGRA | - | 22U W=600mm D=800mm Wall-Mounted IP55 Cabinet 7035 Outdoor (Internally Lockable Side Panels, Front-Handled Lockable Glass Door) | 0 |  | 349.8 | 334 | 289 | 320 | 274.4425 | 291.9601
| KWIBASE600 | - | BASE FOR RACK 600MM - W600 / D600 / H100 | [5 empty] | 39.4 | 33.7907 | 35.9476
| KWI12UFD | - | PORTE PLEINE 12U IP55 AVEC SERRURE | [5 empty] | 37.7 | 32.3328 | 34.3966
|  |  |  | 2024-11-18 |  | 2025-07-21 | 2025-07-25 | 2025-07-25 | 2025-07-31 |  |  | Competitors prices
Product Code | ukn products codes | ukn number codes | Dimensions | Unit Price | Unit Price | Unit Price | Unit Price | TG | Unit Price | SYMEA DDP Prices | SYSKERN DDP Prices | Ex Works Eskisehir | Pallet Dimensions | Qty
MR.WTC06U45MN.01_KYK_SYM | KWG06450 | - | 06U W=565MM D=450MM Assembled, Side Panel with O-Lock COM-BOX Black | 45 |  | 63.8 | 59 | 40 | 55 | 47.1698 | 50.1807 | 39.13 | 950x1200x2100 | 20
MR.WTC09U45MN.01_KYK_SYM | KWG09450 | - | 09U W=565MM D=450MM Assembled, Side Panel with O-Lock COM-BOX Black | 49 |  | 71.6 | 66 | 45 | 60 | 51.458 | 54.7425 | 44.84 | 950x1200x2200 | 16
MR.WTC10U45MN.01_KYK_SYM | KWG10450 | - | 10U W=565MM D=450MM Assembled, Side Panel with O-Lock COM-BOX Black | [5 empty] | 62 | 53.1732 | 56.5673 |  | 950x1200x2200 | 16
MR.WTC12U45MN.01_KYK_SYM | KWG12450 | - | 12U W=565MM D=450MM Assembled, Side Panel with O-Lock COM-BOX Black | 55 |  | 79.3 | 74 | 55 | 65 | 55.7461 | 59.3044 | 54.77 | 950x1200x2100 | 12
MR.WTC13U45MN.01_KYK_SYM | KWG13450 | - | 13U W=565MM D=450MM Assembled, Side Panel with O-Lock COM-BOX Black | [5 empty] | 70 | 60.0343 | 63.8663 |  | 950x1200x2100 | 12
MR.WTC15U45MN.01_KYK_SYM | KWG15450 | - | 15U W=565MM D=450MM Assembled, Side Panel with O-Lock COM-BOX Black | 64 |  | 88.7 | 82 | 65 | 75 | 64.3225 | 68.4282 | 63.12 | 950x1200x2400 | 10
MR.WTC18U45MN.01_KYK_SYM | KWG18450 | - | 18U W=565MM D=450MM Assembled, Side Panel with O-Lock COM-BOX Black | 75 |  | 97.1 | 90 | 75 | 80 | 68.6106 | 72.99 |  | 950x1200x1850 | 8
MR.WTC22U45MN.01_KYK_SYM | KWG22450 | - | 22U W=565MM D=450MM Assembled, Side Panel with O-Lock COM-BOX Black |  |  | 108.8 | 100 | 85 | 90 | 77.187 | 82.1138 |  | 950x1200x2200 | 8
MR.WTC06U60MN.01_KYK_SYM | KWG06600 | - | 06U W=565MM D=600MM Assembled, Side Panel with O-Lock COM-BOX Black | 54 |  | 69.5 | 64 | 52 | 60 | 51.458 | 54.7425 |  | 1200x1300x2100 | 20
MR.WTC09U60MN.01_KYK_SYM | KWG09600 | - | 09U W=565MM D=600MM Assembled, Side Panel with O-Lock COM-BOX Black | 57 |  | 78.1 | 72 | 55 | 65 | 55.7461 | 59.3044 | 55.27 | 1200x1300x2200 | 16
MR.WTC10U60MN.01_KYK_SYM | KWG10600 | - | 10U W=565MM D=600MM Assembled, Side Panel with O-Lock COM-BOX Black | [5 empty] | 68 | 58.319 | 62.0415 |  | 1200x1300x2200 | 16
MR.WTC12U60MN.01_KYK_SYM | KWG12600 | - | 12U W=565MM D=600MM Assembled, Side Panel with O-Lock COM-BOX Black | 65 |  | 86.4 | 80 | 60 | 72 | 61.7496 | 65.691 | 63.12 | 1200x1300x2100 | 12
MR.WTC13U60MN.01_KYK_SYM | KWG13600 | - | 13U W=565MM D=600MM Assembled, Side Panel with O-Lock COM-BOX Black | [5 empty] | 75 | 64.3225 | 68.4282 |  | 1200x1300x2100 | 12
MR.WTC15U60MN.01_KYK_SYM | KWG15600 | - | 15U W=565MM D=600MM Assembled, Side Panel with O-Lock COM-BOX Black | 75 |  | 96.7 | 90 | 74 | 80 | 68.6106 | 72.99 | 74.13 | 1200x1300x2400 | 10
MR.WTC18U60MN.01_KYK_SYM | KWG18600 | - | 18U W=565MM D=600MM Assembled, Side Panel with O-Lock COM-BOX Black | 84 |  | 105.8 | 98 | 80 | 90 | 77.187 | 82.1138 | 82.92 | 1200x1300x1850 | 8
MR.WTC22U60MN.01_KYK_SYM | KWG22600 | - | 22U W=565MM D=600MM Assembled, Side Panel with O-Lock COM-BOX Black |  |  | 118.5 | 110 | 92 | 100 | 85.7633 | 91.2375 |  | 1200x1300x2200 | 8
MD32-10U-450-KYK.01_SYM |  |  | 10U 450mm Depth Mounted Lockable Side Cover Module, Black | [5 empty] | 7.1 | 6.0892 | 6.4779
MD32-13U-450-KYK.01_SYM |  |  | 13U 450mm Depth Mounted Lockable Side Cover Module, Black | [5 empty] | 8 | 6.8611 | 7.299
MD32-22U-450-KYK.01_SYM |  |  | 22U 450mm Depth Mounted Lockable Side Cover Module, Black | [5 empty] | 11.2 | 9.6055 | 10.2186
MD32-10U-600-KYK.01_SYM |  |  | 10U 600mm Depth Mounted Lockable Side Cover Module, Black | [5 empty] | 8.6 | 7.3756 | 7.8464
MD32-13U-600-KYK.01_SYM |  |  | 13U 600mm Depth Mounted Lockable Side Cover Module, Black | [5 empty] | 9.9 | 8.4906 | 9.0325
MD32-22U-600-KYK.01_SYM |  |  | 12U 600mm Depth Mounted Lockable Side Cover Module, Black | [5 empty] | 14.4 | 12.3499 | 13.1382
MD35-10U-TAK.01_SYM |  |  | 10U 565mm Width Mounted Lockable Rear Cover Module, Black | [5 empty] | 7.9 | 6.7753 | 7.2078
MD35-13U-TAK.01_SYM |  |  | 13U 565mm Width Mounted Lockable Rear Cover Module, Black | [5 empty] | 9.6 | 8.2333 | 8.7588
MD35-22U-TAK.01_SYM |  |  | 22U 565mm Width Mounted Lockable Rear Cover Module, Black | [5 empty] | 15 | 12.8645 | 13.6856
|  |  |  | 2025-05-22 | [7 empty] | Competitors prices
Product Code | ukn products codes | ukn number codes | Product Description | Unit Price | Unit Price | Unit Price | Unit Price |  | Unit Price | SYMEA DDP Prices | SYSKERN DDP Prices | Ex Works Eskisehir
MR.OPR42UDF45.XX |  |  | 42U D=450mm Open Frame Double Frame - D=450 H=2000 | 156.88 | [5 empty] | 134.5455 | 143.1335
MR.OPR42UDF60.XX |  |  | 42U D=600mm Open Frame Double Frame - D=600 H=2000 | 162.98 | [5 empty] | 139.777 | 148.699
MR.OPR42UDF80.XX |  |  | 42U D=800mm Open Frame Double Frame - D=800 H=2000 | 172.37 | [5 empty] | 147.8302 | 157.2662
MR.OPR42UDF100.XX |  |  | 42U D=1000mm Open Frame Double Frame - D=1000 H=2000 | 181.96 | [5 empty] | 156.0549 | 166.0158
Product Description | ukn products codes | ukn number codes | Mirsan Code | SYMEA PRICES | SYMEA PRICES | SYMEA PRICES | SYMEA PRICES |  | SYMEA PRICES | SYMEA DDP Prices | SYSKERN DDP Prices | Ex Works Eskisehir
CO126080MN |  |  | MR.WTN12U68.01 | 133.06 | 123.88 |  |  |  |  | 106.2436 | 113.0251
CO166080MN |  |  | MR.WTN16U68.01 | 147.55 | 137.37 |  |  |  |  | 117.813 | 125.333
CO206080MN |  |  | MR.WTN20U68.01 | 166.73 | 155.23 |  |  |  |  | 133.1304 | 141.628
CO226080MN |  |  | MR.WTN22U68.01 | 174.62 | 162.57 |  |  |  |  | 139.4254 | 148.3249
CO266080MN |  |  | MR.WTN26U68.01 | 189.76 | 176.67 |  |  |  |  | 151.518 | 161.1894
Product Code | ukn products codes | ukn number codes | Product Description | Unit Price | Unit Price | Unit Price | Unit Price |  | Unit Price | SYMEA DDP Prices | SYSKERN DDP Prices | Ex Works Eskisehir
MR.IP66W60406U.03 |  |  | 6U 19'' W=600mm D=400mm Double-Walled Wall-Mounted External Panel, White | [5 empty] | 202.4 | 173.5849 | 184.6648
MR.IP66W60407U.03 |  |  | 7U 19'' W=600mm D=400mm Double-Walled Wall-Mounted External Panel, White | [5 empty] | 206.3 | 176.9297 | 188.2231
MR.IP66W60409U.03 |  |  | 9U 19'' W=600mm D=400mm Double-Walled Wall-Mounted External Panel, White | [5 empty] | 216.6 | 185.7633 | 197.6205
MR.IP66W604010U.03 |  |  | 10U 19'' W=600mm D=400mm Double-Walled Wall-Mounted External Panel, White | [5 empty] | 223.2 | 191.4237 | 203.6422
MR.IP66W604012U.03 |  |  | 12U 19'' W=600mm D=400mm Double-Walled Wall-Mounted External Panel, White | [5 empty] | 227.5 | 195.1115 | 207.5654
MR.IP66W604013U.03 |  |  | 13U 19'' W=600mm D=400mm Double-Walled Wall-Mounted External Panel, White | [5 empty] | 233.9 | 200.6003 | 213.4046
MR.IP66W604015U.03 |  |  | 15U 19'' W=600mm D=400mm Double-Walled Wall-Mounted External Panel, White | [5 empty] | 241.8 | 207.3756 | 220.6124
MR.IP66W604016U.03 |  |  | 16U 19'' W=600mm D=400mm Double-Walled Wall-Mounted External Panel, White | [5 empty] | 247.4 | 212.1784 | 225.7217
MR.IP66W604018U.03 |  |  | 18U 19'' W=600mm D=400mm Double-Walled Wall-Mounted External Panel, White | [5 empty] | 265.1 | 227.3585 | 241.8707
MR.IP66W604020U.03 |  |  | 20U 19'' W=600mm D=400mm Double-Walled Wall-Mounted External Panel, White | [5 empty] | 282.7 | 242.4528 | 257.9285
MR.IP66W604022U.03 |  |  | 22U 19'' W=600mm D=400mm Double-Walled Wall-Mounted External Panel, White | [5 empty] | 292.6 | 250.9434 | 266.9611
Product Code | ukn products codes | ukn number codes | Product Description | Unit Price | Unit Price | Unit Price | Unit Price |  | Unit Price | SYMEA DDP Prices | SYSKERN DDP Prices | Ex Works Eskisehir
MR.IP66W60606U.03 |  |  | 6U 19'' W=600mm D=600mm Double-Walled Wall-Mounted External Panel, White | [5 empty] | 230.6 | 197.7702 | 210.3938
MR.IP66W60607U.03 |  |  | 7U 19'' W=600mm D=600mm Double-Walled Wall-Mounted External Panel, White | [5 empty] | 234.8 | 201.3722 | 214.2258
MR.IP66W60609U.03 |  |  | 9U 19'' W=600mm D=600mm Double-Walled Wall-Mounted External Panel, White | [5 empty] | 244.9 | 210.0343 | 223.4408
MR.IP66W606010U.03 |  |  | 10U 19'' W=600mm D=600mm Double-Walled Wall-Mounted External Panel, White | [5 empty] | 250.7 | 215.0086 | 228.7325
MR.IP66W606012U.03 |  |  | 12U 19'' W=600mm D=600mm Double-Walled Wall-Mounted External Panel, White | [5 empty] | 257.4 | 220.7547 | 234.8454
MR.IP66W606013U.03 |  |  | 13U 19'' W=600mm D=600mm Double-Walled Wall-Mounted External Panel, White | [5 empty] | 263.1 | 225.6432 | 240.046
MR.IP66W606015U.03 |  |  | 15U 19'' W=600mm D=600mm Double-Walled Wall-Mounted External Panel, White | [5 empty] | 272.2 | 233.4477 | 248.3486
MR.IP66W606016U.03 |  |  | 16U 19'' W=600mm D=600mm Double-Walled Wall-Mounted External Panel, White | [5 empty] | 277.4 | 237.9074 | 253.093
MR.IP66W606018U.03 |  |  | 18U 19'' W=600mm D=600mm Double-Walled Wall-Mounted External Panel, White | [5 empty] | 292.5 | 250.8576 | 266.8698
MR.IP66W606020U.03 |  |  | 20U 19'' W=600mm D=600mm Double-Walled Wall-Mounted External Panel, White | [5 empty] | 306.7 | 263.036 | 279.8256
MR.IP66W606022U.03 |  |  | 22U 19'' W=600mm D=600mm Double-Walled Wall-Mounted External Panel, White | [5 empty] | 316.4 | 271.3551 | 288.6756

## EDF MARKET
[12 empty] | Coeff Trsp | 1 | 0.94
[12 empty] | €/$ | 1.1664
[7 empty] | 2025-04-18 | 2025-06-20 | 2025-07-21 | 2025-07-25 | 2025-07-25 | 2025-07-31
EDF EDF2 CABINET | Product Code | ukn products codes | ukn number codes |  | Product Description | SYMEA PRICES | SYMEA PRICES | SYMEA PRICES | SYMEA PRICES | SYMEA PRICES | TG | SYMEA PRICES | SYMEA PRICES | SYSKERN DDP Prices
F8842EDF2 | MR.HD.GTN42U88.01_EDF | KRG4288EDF | U1405002 | EDF Cabinet 42U 800 X 800 | 42U W=800mm D=800mm New Model GTN Hybrid Series Floor-Standing Cabinet Black (Front/Rear Leaf-Hinged Double Perforated Door, With Side Panels) (Incl. 1 Set of 2 ODKs, 1x300mm Cable Duct, 1 Set of 2 Z-Connection Kits, JUNCKIT, MR.TPS02) | 388.9 | 429.1 | 480.6 | 448.1 | 423 | 405 | 410 | 351.5089 | 373.9457
F8842EDF2EX | MR.HD.GTN42U88.01_YKPSZ_EDF | KRG4288EDFP | U1405003 | Extension of Cabinet F8842EDF2 (Cabinet without side panels for alignment of multiple Cabinets + Juxtaposition Kit) | 42U W=800mm D=800mm New Model GTN Hybrid Series Floor-Standing Cabinet Black (Front/Rear Leaf-Hinged Double Perforated Door, Doorless Side Panels) (Incl. 1 Set of 2 ODKs, 1x300mm Cable Duct, 1 Set of 2 Z-Connection Kits, JUNCKIT, MR.TPS02) | 326.1 | 366.2 | 419.9 | 386.5 | 364 | 346 | 355 | 304.3553 | 323.7822
F6642EDF2 | MR.HD.GTN42U66.01_EDF | KRG4266EDF | U1405004 | EDF Cabinet 42U 600 X 600 | 42U W=600mm D=600mm New Model GTN Hybrid Series Floor-Standing Cabinet Black (Front/Rear Leaf-Hinged Single Perforated Door, With Side Panels) (Incl. 1x300mm Cable Duct, JUNCKIT, MR.TPS02) | 275.1 | 310.5 | 334.6 | 329.1 | 320 | 295 | 310 | 265.775 | 282.7394
F6642EDF2EX | MR.HD.GTN42U66.01_YKPSZ_EDF | KRG4266EDFP | U1405005 | Extension of Cabinet F6642EDF2 (Cabinet without side panels for alignment of multiple Cabinets + Juxtaposition Kit) | 42U W=600mm D=600mm New Model GTN Hybrid Series Floor-Standing Cabinet Black (Front/Rear Leaf-Hinged Single Perforated Door, Doorless Side Panels) (Incl. 1x300mm Cable Duct, JUNCKIT, TPS02) | 227.3 | 262.7 | 287.7 | 281.5 | 273 | 248 | 255 | 218.6214 | 232.576
F6842EDF2 | MR.HD.GTN42U68.01_EDF | KRG4268EDF | U1405006 | EDF Cabinet 42U 600 X 800 | 42U W=600mm D=800mm New Model GTN Hybrid Series Floor-Standing Cabinet Black (Front/Rear Leaf-Hinged Single Perforated Door, With Side Panels) (Incl. 1x300mm Cable Duct, MR.TPS02, JUNCKIT) | 299.7 | 334.9 | 359.4 | 354.1 | 344 | 319 | 330 | 282.9218 | 300.9806
F6842EDF2EX | MR.HD.GTN42U68.01_YKPSZ_EDF | KRG4268EDFP | U1405007 | Extension of Cabinet F6842EDF2 (Cabinet without side panels for alignment of multiple Cabinets + Juxtaposition Kit) | 42U W=600mm D=800mm New Model GTN Hybrid Series Floor-Standing Cabinet Black (Front/Rear Leaf-Hinged Single Perforated Door, Doorless Side Panels) (Incl. 1x300mm Cable Duct, JUNCKIT, MR.TPS02) | 238.8 | 274.4 | 298.6 | 292.6 | 284 | 259 | 265 | 227.1948 | 241.6966
F8142EDF2 | MR.HD.GTN42U81.01_EDF | KRG42810EDF | U1405008 | EDF Cabinet 42U 800 X 1000 | 42U W=800mm D=1000mm New Model GTN Hybrid Series Floor-Standing Cabinet Black (Front/Rear Leaf-Hinged Double Perforated Door, With Side Panels) (Incl. 1 Set of 2 ODKs, 1x300mm Cable Duct, 1 Set of 2 Z-Connection Kits, JUNCKIT, MR.TPS02) | 414.6 | 454.7 | 506.6 | 474.3 | 460 | 435 | 445 | 381.5158 | 405.8678
F8142EDF2EX | MR.HD.GTN42U81.01_YKPSZ_EDF | KRG42810EDFP | U1405009 | Extension of Cabinet F8142EDF2 (Cabinet without side panels for alignment of multiple Cabinets + Juxtaposition Kit) | 42U W=800mm D=1000mm New Model GTN Hybrid Series Floor-Standing Cabinet Black (Front/Rear Leaf-Hinged Double Perforated Door, Doorless Side Panels) (Incl. 1 Set of 2 ODKs, 1x300mm Cable Duct, 1 Set of 2 Z-Connection Kits, JUNCKIT, MR.TPS02) | 338.2 | 378.3 | 432.1 | 398.7 | 387 | 362 | 370 | 317.2154 | 337.4632
F8847EDF2 | MR.HD.GTN47U88.01_EDF | KRG4788EDF | U1405010 | EDF Cabinet 47U 800 X 800 | 47U W=800mm D=800mm New Model GTN Hybrid Series Floor-Standing Cabinet Black (Front/Rear Leaf-Hinged Double Perforated Door, With Side Panels) (Incl. 1 Set of 2 ODKs, 1x300mm Cable Duct, 1 Set of 2 Z-Connection Kits, JUNCKIT, MR.TPS02) | 416.5 | 460.1 | 522.1 | 488.2 | 474 | 444 | 450 | 385.8025 | 410.4282
F8847EDF2EX | MR.HD.GTN47U88.01_YKPSZ_EDF | KRG4788EDFP | U1405011 | Extension of Cabinet F8847EDF2 (Cabinet without side panels for alignment of multiple Cabinets + Juxtaposition Kit) | 47U W=800mm D=800mm New Model GTN Hybrid Series Floor-Standing Cabinet Black (Front/Rear Leaf-Hinged Double Perforated Door, Doorless Side Panels) (Incl. 1 Set of 2 ODKs, 1x300mm Cable Duct, 1 Set of 2 Z-Connection Kits, JUNCKIT, MR.TPS02) | 347.4 | 388.9 | 455.3 | 420.5 | 408 | 378 | 390 | 334.3621 | 355.7044
F8147EDF2 | MR.HD.GTN47U81.01_EDF | KRG47810EDF | U1405012 | EDF Cabinet 47U 800 X 1000 | 47U W=800mm D=1000mm New Model GTN Hybrid Series Floor-Standing Cabinet Black (Front/Rear Leaf-Hinged Double Perforated Door, With Side Panels) (Incl. 1 Set of 2 ODKs, 1x300mm Cable Duct, 1 Set of 2 Z-Connection Kits, JUNCKIT, MR.TPS02) | 443.6 | 485.1 | 550.5 | 516.9 | 502 | 472 | 490 | 420.096 | 446.9107
F8147EDF2EX | MR.HD.GTN47U81.01_YKPSZ_EDF | KRG47810EDFP | U1405013 | Extension of Cabinet F8142EDF2 (Cabinet without side panels for alignment of multiple Cabinets + Juxtaposition Kit) | 47U W=800mm D=1000mm New Model GTN Hybrid Series Floor-Standing Cabinet Black (Front/Rear Leaf-Hinged Double Perforated Door, Doorless Side Panels) (Incl. 1 Set of 2 ODKs, 1x300mm Cable Duct, 1 Set of 2 Z-Connection Kits, JUNCKIT, MR.TPS02) | 359.6 | 401.2 | 468.3 | 433.6 | 421 | 391 | 415 | 355.7956 | 378.506
| MR.HD.GTN33U88DPDP.01_EDF | KRG3388EDF |  |  | 33U W=800MM D=800MM NEW MODEL GTN HYBRID SERIES STANDING TYPE CABINET BLACK (FRONT AND REAR LIFT-AND-REMOVE HINGED DOUBLE PERFORATED DOORS, SIDE DOORS 33U ONE-PIECE (1 SET INCLUDING 2 ODK PIECES, 1 300mm CABLE CHANNEL INCLUDED, 1 SET INCLUDING 4 JUCTION KITS, TPS02 INCLUDED)) | [6 empty] | 388.8 | 333.3333 | 354.6099
| MR.HD.GTN32U88DPDP.01_EDF | KRG3288EDF |  |  | 32U W=800MM D=800MM NEW MODEL GTN HYBRID SERIES STANDING TYPE CABINET BLACK (FRONT AND REAR LIFT-AND-REMOVE HINGED DOUBLE PERFORATED DOORS, SIDE DOORS 32U ONE-PIECE (1 SET INCLUDING 2 ODK PIECES, 1 300mm CABLE CHANNEL INCLUDED, 1 SET INCLUDING 4 JUCTION KITS, TPS02 INCLUDED)) | [6 empty] | 383.3 | 328.618 | 349.5936
| MR.HD.GTN27U88DPDP.01_EDF | KRG2788EDF |  |  | 27U W=800MM D=800MM NEW MODEL GTN HYBRID SERIES STANDING TYPE CABINET BLACK (FRONT AND REAR LIFT-AND-REMOVE HINGED DOUBLE PERFORATED DOORS, SIDE DOORS 27U ONE PIECE (1 SET INCLUDING 2 ODK, 1 300mm CABLE CHANNEL, 1 SET INCLUDING 4 JUCTION KITS, TPS02 INCLUDED)) | [6 empty] | 351.2 | 301.0974 | 320.3164
Barrels for EDF1 and EDF2 Cabinets | [12 empty] | 0 | 0
EDF EDF2 CABINET |  |  |  |  | Product Description | Unit Price | [6 empty] | 0 | 0
BARBOUTEDFXXXX |  |  |  | METAL EDF Barrel for Side Panel Button of the Cabinet or 3-point Cabinet closure | [8 empty] | 0 | 0
BARPOIGNEDFXXX |  |  |  | METAL EDF Barrel for Cabinet handle | [8 empty] | 0 | 0
|  |  |  | For a Cabinet, 4 "button" barrels are required for the 2 side panels and 2 barrels for front and rear doors | [8 empty] | 0 | 0
|  |  |  | For a Cabinet, 3 barrels are required for the button: Door + 2 side panels | [8 empty] | 0 | 0
|  |  |  | METAL EDF Barrel for side panel of Cabinet or EDF Tecnosteel Cabinet, XXXX to be replaced by 2131AB, 455B depending on the chosen model: 900B, 1300B, 1400B, 610B, 610EB, 610RB, 900B, 1300B, 1400B, 610B, 610EB, 610RB | [8 empty] | 0 | 0
Brackets for EDF1 and EDF2 Cabinets | [12 empty] | 0 | 0
TSF9869 | MR.SHP88.01_EDF_1628 | KCH881628 |  | Chair for Cabinet 800x800, adjustable 158 to 280.5 mm, load capacity 1000kg | W=800MM D=800MM H=158-280MM ADJUSTABLE STAND BLACK | 78.9 | 78.9 | 78.9 | 78.9 | 78.9 |  | 78.9 | 67.644 | 71.9617
TSF9869H3 | MR.SHP88.01_EDF_2852 | KCH882852 |  | Chair for Cabinet 800x800, adjustable 278 to 520.5 mm, load capacity 1000kg | W=800MM D=800MM H=278-520.5MM ADJUSTABLE STAND BLACK | 84.2 | 84.2 | 84.2 | 84.2 | 84.2 |  | 84.2 | 72.1879 | 76.7957
TSF9878 | MR.SHP81.01_EDF_1628 | KCH8101628 |  | Chair for Cabinet 800x1000, adjustable 158 to 280.5 mm, load capacity 1000kg | W=800MM D=1000MM H=158-280MM ADJUSTABLE STAND BLACK | 87.6 | 87.6 | 87.6 | 87.6 | 87.6 |  | 87.6 | 75.1029 | 79.8967
TSF9878H3 | MR.SHP81.01_EDF_2852 | KCH8102852 |  | Chair for Cabinet 800x1000, adjustable 278 to 520.5 mm, load capacity 1000kg | W=800MM D=1000MM H=278-520.5MM ADJUSTABLE STAND BLACK | 92.9 | 92.9 | 92.9 | 92.9 | 92.9 |  | 92.9 | 79.6468 | 84.7306
TSF9877 | MR.SHP66.01_EDF_1628 | KCH661628 |  | Chair for Cabinet 600x600, adjustable 158 to 280.5 mm, load capacity 1000kg | W=600MM D=600MM H=158-280MM ADJUSTABLE STAND BLACK | 65.4 | 65.4 | 65.4 | 65.4 | 65.4 |  | 65.4 | 56.07 | 59.6489
TSF9877H3 | MR.SHP66.01_EDF_2852 | KCH662852 |  | Chair for Cabinet 600x600, adjustable 278 to 520.5 mm, load capacity 1000kg | W=600MM D=600MM H=278-520.5MM ADJUSTABLE STAND BLACK | 70.7 | 70.7 | 70.7 | 70.7 | 70.7 |  | 70.7 | 60.6139 | 64.4828
TSF9876 | MR.SHP68.01_EDF_1628 | KCH681628 |  | Chair for Cabinet 600x800, adjustable 158 to 280.5 mm, load capacity 1000kg | W=600MM D=800MM H=158-280MM ADJUSTABLE STAND BLACK | 72.1 | 72.1 | 72.1 | 72.1 | 72.1 |  | 72.1 | 61.8141 | 65.7597
TSF9876H3 | MR.SHP68.01_EDF_2852 | KCH682852 |  | Chair for Cabinet 600x800, adjustable 278 to 520.5 mm, load capacity 1000kg | W=600MM D=800MM H=278-520.5MM ADJUSTABLE STAND BLACK | 77.3 | 77.3 | 77.3 | 77.3 | 77.3 |  | 77.3 | 66.2723 | 70.5024
TSF9880 | MR.SHP61.01_EDF_1628 | KCH6101628 |  | Chair for Cabinet 600x1000, adjustable 158 to 280.5 mm, load capacity 1000kg | W=600MM D=1000MM H=158-280MM ADJUSTABLE STAND BLACK | 79.4 | 79.4 | 79.4 | 79.4 | 79.4 |  | 79.4 | 68.0727 | 72.4178
TSF9880H3 | MR.SHP61.01_EDF_2852 | KCH6102852 |  | Chair for Cabinet 600x1000, adjustable 278 to 520.5 mm, load capacity 1000kg | W=600MM D=1000MM H=278-520.5MM ADJUSTABLE STAND BLACK | 84.8 | 84.8 | 84.8 | 84.8 | 84.8 |  | 84.8 | 72.7023 | 77.3429
Cabinets | [12 empty] | 0 | 0
[13 empty] | 0 | 0
10U Depth 600 | [12 empty] | 0 | 0
TSFPA6010MN | MR.WTC10U6062MN.01 |  |  | 19" Cabinet 10U 600x620x520h, black solid door, solid panels, ASSEMBLED | 10U W=600MM D=620MM ASSEMBLED COM-BOX WHITE (SIDE PANEL LOCKABLE, TOP FRAME BRUSHED) | 86.6 | 86.6 | 86.6 | 86.6 | 86.6 |  | 86.6 | 74.2455 | 78.9846
TSF9826 |  |  |  | Rear plate for 10U CompactNet Cabinets | 10U MOUNTING PLATE (WITHOUT POWDER COATING) | 10.5 | 10.5 | 10.5 | 10.5 | 10.5 |  | 10.5 | 9.0021 | 9.5767
13U Depth 600 | [12 empty] | 0 | 0
TSFPA6013MN | MR.WTC13U6062MN.01 |  |  | 19" Cabinet 13U 600x620x655h, black solid door, solid panels, ASSEMBLED | 13U W=600MM D=620MM ASSEMBLED COM-BOX WHITE (SIDE PANEL LOCKABLE, TOP FRAME BRUSHED) | 95.8 | 95.8 | 95.8 | 95.8 | 95.8 |  | 95.8 | 82.1331 | 87.3756
TSF9827 |  |  |  | Rear plate for 13U CompactNet Cabinets | 13U MOUNTING PLATE (WITHOUT POWDER COATING) | 12.1 | 12.1 | 12.1 | 12.1 | 12.1 |  | 12.1 | 10.3738 | 11.036
22U Depth 500 | [12 empty] | 0 | 0
TSFPA5022MN | MR.WTC22U6052MN.01 |  |  | 19" Cabinet 22U 600x520x1054h, black solid door, solid panels, ASSEMBLED | 22U W=600MM D=520MM ASSEMBLED COM-BOX WHITE (SIDE PANEL LOCKABLE, TOP FRAME BRUSHED) | 119.3 | 119.3 | 119.3 | 119.3 | 119.3 |  | 119.3 | 102.2805 | 108.8091
TSF9829 |  |  |  | Bottom plate for 22U CompactNet Cabinet | 22U MOUNTING PLATE (WITHOUT POWDER COATING) | 17.2 | 17.2 | 17.2 | 17.2 | 17.2 |  | 17.2 | 14.7462 | 15.6875
22U Depth 600 | [12 empty] | 0 | 0
TSFPA6022MN | MR.WTC22U6062MN.01 |  |  | 19" Cabinet 22U 600x620x1054h, black solid door, solid panels, ASSEMBLED | 22U W=600MM D=620MM ASSEMBLED COM-BOX WHITE (SIDE PANEL LOCKABLE, TOP FRAME BRUSHED) | 125.6 | 125.6 | 125.6 | 125.6 | 125.6 |  | 125.6 | 107.6818 | 114.5551
TSF9829 |  |  |  | Bottom plate for 22U CompactNet Cabinet | 22U MOUNTING PLATE (WITHOUT POWDER COATING) | 17.2 | 17.2 | 17.2 | 17.2 | 17.2 |  | 17.2 | 14.7462 | 15.6875
ACCESSORIES COMMON TO ALL CABINETS | [12 empty] | 0 | 0
TSF9852 |  |  |  | 1/4 turn, lock barrel No. 333, for panels and Cabinets (optional key) | [8 empty] | 0 | 0
TSF9852S | MIR.KLT.250.20.03.57 | KW1/4T |  | 1/4 turn secured, for panels and Cabinets | [7 empty] | 2.7 | 2.3148 | 2.4626
TSF9324WALL |  |  |  | Brush module for Cabinet roof CompactNet | [8 empty] | 0 | 0
BARBOUTEDFXXXX |  |  |  | METAL EDF Barrel for Side Panel Button of the Cabinet or 3-point Cabinet closure | [8 empty] | 0 | 0
|  |  |  | For a Cabinet, 3 barrels are required for the button | [8 empty] | 0 | 0
|  |  |  | METAL EDF Barrel for side panel of Cabinet or EDF Tecnosteel Cabinet, XXXX to be replaced by 2131AB, 455B depending on the chosen model: 900B, 1300B, 1400B, 610B, 610EB, 610RB, 900B, 1300B, 1400B, 610B, 610EB, 610RB | [8 empty] | 0 | 0
Shelves for EDF1 and EDF2 Cabinets | [12 empty] | 0 | 0
TSF9243N |  |  |  | Fixed shelf 2 front fixing points |  | 13.7 | 13.7 | 13.7 | 13.7 | 13.7
TSF9002N | MR.SBR80.01_YK | KSFS1U800 |  | Fixed shelf 4 fixing points for 800 depth Cabinet |  | 16.1 | 16.1 | 16.1 | 16.1 | 16.1 |  | 13.7 | 11.7455 | 12.4953
TSF9089N | MR.SBR100.01_YK | KSFS1U1000 |  | Fixed shelf 4 fixing points for 1000 depth Cabinet |  | 20.4 | 20.4 | 20.4 | 20.4 | 20.4 |  | 16.1 | 13.8032 | 14.6842
TSF9105N | MR.HRK80.01_YK | KSC1U800 |  | Sliding shelf for 19" Cabinet, 800 depth |  | 24.1 | 24.1 | 24.1 | 24.1 | 24.1 |  | 20.4 | 17.4897 | 18.6061
TSF9109N | MR.HRK100.01_YK | KSC1U1000 |  | Sliding shelf for 19" Cabinet, 1000 depth | [7 empty] | 24.1 | 20.6619 | 21.9807
TSF9335N |  |  |  | Black adjustable shelf for Cabinets (example: TSF9335N) | [8 empty] | 0 | 0
19" Accessories for Cabinets | [12 empty] | 0 | 0
ELGUIDBALAI1U | MR.OFB1U19.01 |  |  | Brush cable pass-through strip | 1U 19" BASIC TYPE, BRUSHED CABLE MANAGEMENT PANEL PATCHCORD ENTRY HOLE BLACK | 3.9 | 3.9 | 3.9 | 3.9 | 3.9 |  | 3.9 | 3.3436 | 3.557
ELGUID4AN1U | MR.OKP1U19.01 |  |  | Metal cord guide 1U, 4 black rings (cable pass) | 1U 19" CABLE MANAGEMENT PANEL, 5 METAL HOOKS BLACK | 5.1 | 5.1 | 5.1 | 5.1 | 5.1 |  | 5.1 | 4.3724 | 4.6515
ELGUID5AN1UD | MR.OKP1U194H3F.14_EDF |  |  | Metal cord guide 1U, 4 black rings recessed 4 cm (cable pass) | 1U 19" CABLE MANAGEMENT PANEL, 4 PLASTIC HOOKS 3 BRUSHED BLACK | 8.2 | 8.2 | 8.2 | 8.2 | 8.2 |  | 8.2 | 7.0302 | 7.4789
EF1293 |  |  |  | 1U brush guide, black horizontal frame on only 3 sides (cable pass) | [8 empty] | 0 | 0
ELGUIDBAL3ARM1U | MR.PKV1UFR.01_EDF |  |  | 1U brush guide, black horizontal frame on only 3 sides (cable pass) V2 | 1U 19" SCREWED, BRUSHED BLANKING PANEL BLACK | 4 | 4 | 4 | 4 | 4 |  | 4 | 3.4294 | 3.6483
TSF9012GN | MR.PKV1U.01_PRF |  |  | 1U blanking plate (40% perforated) | 1U 19" SCREWED, CLOSED BLANKING PANEL BLACK (40% PERFORATED) | 4.9 | 4.9 | 4.9 | 4.9 | 4.9 |  | 4.9 | 4.201 | 4.4691
TSF9102GN | MR.PKV2U.01_PRF |  |  | 2U blanking plate (40% perforated) | 2U 19" SCREWED, CLOSED BLANKING PANEL BLACK (40% PERFORATED) | 5.7 | 5.7 | 5.7 | 5.7 | 5.7 |  | 5.7 | 4.8868 | 5.1988
TSF9013GN | MR.PKV3U.01_PRF |  |  | 3U blanking plate (40% perforated) | 3U 19" SCREWED, CLOSED BLANKING PANEL BLACK (40% PERFORATED) | 6.5 | 6.5 | 6.5 | 6.5 | 6.5 |  | 6.5 | 5.5727 | 5.9284
TSF9253GN | MR.PKV4U.01_PRF |  |  | 4U blanking plate (40% perforated) | 4U 19" SCREWED, CLOSED BLANKING PANEL BLACK (40% PERFORATED) | 7.2 | 7.2 | 7.2 | 7.2 | 7.2 |  | 7.2 | 6.1728 | 6.5669
ELP19DIN3UN | MR.EDM3U19A.01 |  |  | 3U box for circuit breaker support with omega rails, DIN 3U standard, with cover | 3U 19" POWER DISTRIBUTION MODULE, BUSBARLESS TYPE BLACK | 18.6 | 18.6 | 18.6 | 18.6 | 18.6 |  | 18.6 | 15.9465 | 16.9644
[13 empty] | 0 | 0
|  | KWG09600FD | U1503001 | 9U - 600mm | 19" Cabinet 9U 600x620x520, solid door, solid panels, assembled |  | 72.55 | 72.55 | 72.55 | 72.55 |  | 72.55 | 62.1999 | 66.1701
|  | KWG12600 | U1503002 | 12U - 600mm | 19" Cabinet 12U 600x620x655, glass door, solid panels, assembled |  | 79.75 | 79.75 | 79.75 | 79.75 |  | 79.75 | 68.3728 | 72.737
|  | KWG12600FD | U1503003 | 12U - 600mm | 19" Cabinet 12U 600x620x655, solid door, solid panels, assembled |  | 81.25 | 81.25 | 81.25 | 81.25 |  | 81.25 | 69.6588 | 74.1051
|  | KWG12600PED | U1503004 | 12U - 600mm | 19" Cabinet 12U 600x620x655, 75% perforated door, solid panels, assembled |  | 93.75 | 93.75 | 93.75 | 93.75 |  | 93.75 | 80.3755 | 85.5059
|  | KWG22450 | U1503007 | 22U - 450mm | 19" Cabinet 22U (depth 500) 600x520x1054, glass door, solid panels, assembled |  | 92.67 | 92.67 | 92.67 | 92.67 |  | 92.67 | 79.4496 | 84.5208
|  | KWG22450FD | U1503008 | 22U - 450mm | 19" Cabinet 22U (depth 500) 600x520x1054, solid door, solid panels, assembled |  | 94.17 | 94.17 | 94.17 | 94.17 |  | 94.17 | 80.7356 | 85.8889
|  | KWG22450PED | U1503009 | 22U - 450mm | 19" Cabinet 22U (depth 500) 600x520x1054, 75% perforated door, solid panels, assembled |  | 105 | 105 | 105 | 105 |  | 105 | 90.0206 | 95.7666
|  | KWG22600 | U1503010 | 22U - 600mm | 19" Cabinet 22U (depth 600) 600x620x1054, glass door, solid panels, assembled |  | 108.62 | 108.62 | 108.62 | 108.62 |  | 108.62 | 93.1241 | 99.0682
|  | KWG22600FD | U1503011 | 22U - 600mm | 19" Cabinet 22U (depth 600) 600x620x1054, solid door, solid panels, assembled |  | 110 | 110 | 110 | 110 |  | 110 | 94.3073 | 100.3269
|  | KWG226000PED | U1503012 | 22U - 600mm | 19" Cabinet 22U (depth 600) 600x620x1054, 75% perforated door, solid panels, assembled |  | 121.12 | 121.12 | 121.12 | 121.12 |  | 121.12 | 103.8409 | 110.469
| MD35-12U-600-OMK.01 | KWGDOOR12FD | U1503006 |  | Packaged SOHO-COM Box 12U W=600MM Front Single Metal Cover Black |  | 15.9 | 15.9 | 15.9 | 15.9 |  | 15.9 | 13.6317 | 14.5018
| MD35-22U-600-OMK.01 | KWGDOOR22FD | U1503013 |  | Packaged SOHO-COM Box 22U W=600MM Front Single Metal Cover Black |  | 22.7 | 22.7 | 22.7 | 22.7 |  | 22.7 | 19.4616 | 20.7038
| MD35-12U-600-PRF.01 | KWGDOOR12PED | U1503005 |  | Packaged SOHO-COM Box 12U W=600MM Front Single 75% Perforated Cover Black |  | 21.1 | 21.1 | 21.1 | 21.1 |  | 21.1 | 18.0898 | 19.2445
| MD35-22U-600-PRF.01 | KWGDOOR22PED | U1503014 |  | Packaged SOHO-COM Box 22U W=600MM Front Single 75% Perforated Cover Black |  | 30.3 | 30.3 | 30.3 | 30.3 |  | 30.3 | 25.9774 | 27.6355

## ACCESSORIES 19
[8 empty] | Coeff Trsp | 1 | 0.94
[8 empty] | €/$ | 1.166
[5 empty] | 2025-04-29 | 2025-07-21 | 2025-07-31 | 2026-02-20
MIRSAN CODE | DESIGNATION / TYPE | ukn products codes | ukn number codes | Product Description | EX-WORKS PRICES ESKISEHIR | EX-WORKS PRICES ESKISEHIR | EX-WORKS PRICES ESKISEHIR | EX-WORKS PRICES ESKISEHIR | SYMEA DDP Prices | SYSKERN DDP Prices | Competitors prices | TDS | COMMENTS
MR.FAN2AT.XX | FAN BLOCK 2V | KFAN2V |  | 2fans,analog thermostat controlled fan module | 30.25 | 30.25 | 25 | 25 | 21.4408 | 22.8094 | 21.52 | https://symeagroup.sharepoint.com/sites/SYSKERN/Shared%20Documents/General/ACHATS/3.0%20MIRSAN/4.ACCESSORIES%2019''/TDS/MR.FAN2AT_DS.pdf | -
MR.FAN4AT.XX | FAN BLOCK 4V | KFAN4V |  | 4fans,analog thermostat controlled fan module | 43.45 | 43.45 | 40 | 40 | 34.3053 | 36.495 | 34.2 | https://symeagroup.sharepoint.com/sites/SYSKERN/Shared%20Documents/General/ACHATS/3.0%20MIRSAN/4.ACCESSORIES%2019''/TDS/MR.FAN4AT_DS.pdf | -
MR.RAK1U25.XX | FIXED TRAY DEPTH 250 MM |  |  | 1U 19" D=250mm RACK MOUNT SHELF | 6.05 | 6.05 | 5 | 5 | 4.2882 | 4.5619 | 3.75 | https://symeagroup.sharepoint.com/sites/SYSKERN/Shared%20Documents/General/ACHATS/3.0%20MIRSAN/4.ACCESSORIES%2019''/TDS/2%20POINT%20CONNECTED%20RACK%20MOUNT%20SHELVES%20-Accessory_DS.pdf | Déjà produit en Chine
MR.RAK1U40.XX | FIXED TRAY DEPTH 400 MM | KTRAY400MM |  | 1U 19" D=400mm RACK MOUNT SHELF | 8.25 | 8.25 | 7.65 | 7.65 | 6.5609 | 6.9797 | 7.86 | https://symeagroup.sharepoint.com/sites/SYSKERN/Shared%20Documents/General/ACHATS/3.0%20MIRSAN/4.ACCESSORIES%2019''/TDS/2%20POINT%20CONNECTED%20RACK%20MOUNT%20SHELVES%20-Accessory_DS.pdf | -
MR.RAK1U45.XX | FIXED TRAY DEPTH 450 MM | KTRAY450MM |  | 1U 19" D=450mm RACK MOUNT SHELF | - | 10.4 | 9 | 9 | 7.7187 | 8.2114 | 7.69 | https://symeagroup.sharepoint.com/sites/SYSKERN/Shared%20Documents/General/ACHATS/3.0%20MIRSAN/4.ACCESSORIES%2019''/TDS/2%20POINT%20CONNECTED%20RACK%20MOUNT%20SHELVES%20-Accessory_DS.pdf | -
MR.RAK2U55.XX | FIXED TRAY DEPTH 550 MM | KTRAY550MM |  | 2U 19" D=550mm RACK MOUNT SHELF | 11 | 11 | 10.5 | 10.5 | 9.0051 | 9.5799 | 10.58 | https://symeagroup.sharepoint.com/sites/SYSKERN/Shared%20Documents/General/ACHATS/3.0%20MIRSAN/4.ACCESSORIES%2019''/TDS/2%20POINT%20CONNECTED%20RACK%20MOUNT%20SHELVES%20-Accessory_DS.pdf | -
MR.SBR60.XX_YK | FIXED TRAY 1U - 720 MM | KTRAY720MM |  | D=600 FIXED SHELF DEPTH ADJUSTABLE | 11 | 11 | 11 | 11 | 9.434 | 10.0361 | 25.04 | https://symeagroup.sharepoint.com/sites/SYSKERN/Shared%20Documents/General/ACHATS/3.0%20MIRSAN/4.ACCESSORIES%2019''/TDS/MR.SBR60.01_YK-DS.pdf | -
MR.HRK80.XX_YK | SLIDING TRAY 1U - 720 MM | KTRAYSLID720MM |  | D=600 SLIDING SHELF DEPTH ADJUSTABLE | 16.5 | 16.5 | 16.5 | 16.5 | 14.1509 | 15.0542 | 50.71 | https://symeagroup.sharepoint.com/sites/SYSKERN/Shared%20Documents/General/ACHATS/3.0%20MIRSAN/4.ACCESSORIES%2019''/TDS/SLIDING%20SHELVES%20FOR%20D600%20D800%20D1000%20CABINET_DS.pdf | -
MR.SBR80.XX_YK | FIXED TRAY 1U - 920 MM | KTRAY920MM |  | D=800 FIXED SHELF DEPTH ADJUSTABLE | 13.75 | 13.75 | 13.75 | 13.75 | 11.7925 | 12.5452 | 34.43 | https://symeagroup.sharepoint.com/sites/SYSKERN/Shared%20Documents/General/ACHATS/3.0%20MIRSAN/4.ACCESSORIES%2019''/TDS/MR.SBR80.01_YK-DS.pdf | -
MR.SBR100.01_YK 19 | FIXED TRAY 1U - 1000 MM | KTRAY1000MM |  | 19 "D = 1000 4 POINT CONNECTED SIDE HANDLE FIXED SHELF BLACK |  |  | 16.5 | 16.5 | 14.1509 | 15.0542 | 34.43
MR.HRK35.XX_YK | SLIDING TRAY 350 MM | KTRAYSLID350MM |  | D=350 SLIDING SHELF DEPTH ADJUSTABLE | - | 15.8 | 15 | 15 | 12.8645 | 13.6856 | 16.2 | https://symeagroup.sharepoint.com/sites/SYSKERN/Shared%20Documents/General/ACHATS/3.0%20MIRSAN/4.ACCESSORIES%2019''/TDS/MR.HRK35.XX_YK_DS.pdf | -
MR.HRK55.XX_YK | SLIDING TRAY 550 MM | KTRAYSLID550MM |  | D=550 SLIDING SHELF DEPTH ADJUSTABLE | - | 18.6 | 18 | 18 | 15.4374 | 16.4228 | 19.65 | https://symeagroup.sharepoint.com/sites/SYSKERN/Shared%20Documents/General/ACHATS/3.0%20MIRSAN/4.ACCESSORIES%2019''/TDS/MR.HRK55.XX_YK_DS.pdf | -
MR.LDS60.ZN | PAIR OF SLIDE BRACKETS DEPTH 600 MM |  |  | D=600 L-Type installation support part, galvanized, 1set= 2pcs | 11.5 | 11.5 | 10 | 10 | 8.5763 | 9.1238 | 5.04 | https://symeagroup.sharepoint.com/sites/SYSKERN/Shared%20Documents/General/ACHATS/3.0%20MIRSAN/4.ACCESSORIES%2019''/TDS/MR.LDS60.ZN_DS%2007.05.2025.pdf | -
MR.LDS80.ZN | PAIR OF SLIDE BRACKETS DEPTH 800 MM |  |  | D=800 L-Type installation support part, galvanized, 1set= 2pcs | 13.8 | 13.8 | 12 | 12 | 10.2916 | 10.9485 | 5.96 | https://symeagroup.sharepoint.com/sites/SYSKERN/Shared%20Documents/General/ACHATS/3.0%20MIRSAN/4.ACCESSORIES%2019''/TDS/MR.LDS80.ZN_DS%2007.05.2025.pdf | -
MR.AYM.220V | LED PANEL | KLEDPAN1U |  | 1U 19" led lighting module, manuel on/off switch | 16.5 | 16.5 | 15 | 15 | 12.8645 | 13.6856 | 23.55 | https://symeagroup.sharepoint.com/sites/SYSKERN/Shared%20Documents/General/ACHATS/3.0%20MIRSAN/4.ACCESSORIES%2019''/TDS/LIGHTING%20MODULE_DS.pdf | -
MR.TPS01 | GROUNDING KIT | KGRND |  | 6 Earthing points, 4 pcs earthing cable, 1 pcs 200mm Busbar earthing set | 6.05 | 6.05 | 5.85 | 5.85 | 5.0172 | 5.3374 | 13.95 | https://symeagroup.sharepoint.com/sites/SYSKERN/Shared%20Documents/General/ACHATS/3.0%20MIRSAN/4.ACCESSORIES%2019''/TDS/MR.TPS01_DS.pdf | -
MR.OKS01A60.XX | SET OF 6 CABLE RINGS | KIT6RINGS |  | CABLE ORGANIZER SET (HOOK TYPE), ALUMINIUM 44X60MM, 1SET =1PCS | - | 1.8 | 1.6 | 1.6 | 1.3722 | 1.4598 |  |  | -
MR.KFS50 | BOX OF 50 SCREWS/NUTS/WASHERS | KITSCRW50 |  | M6 cage nut set and mounting screws, 1set= 50pcs | 6.6 | 6.6 | 4.5 | 4.5 | 3.8593 | 4.1057 | 3.73 |  | -
MR.PKV1U.XX | BLANK PANEL 1U/19" | KBLANK1U |  | 1U 19" screw type blank panel | 2.2 | 2.2 | 2 | 2 | 1.7153 | 1.8248 | 1.68 | https://symeagroup.sharepoint.com/sites/SYSKERN/Shared%20Documents/General/ACHATS/3.0%20MIRSAN/4.ACCESSORIES%2019''/TDS/MR.PKV.XX_DS.pdf | Privilégié la Chine
MR.PKV2U.XX | BLANK PANEL 2U/19" | KBLANK2U |  | 2U 19" screw type blank panel | 2.75 | 2.75 | 2.5 | 2.5 | 2.1441 | 2.2809 | 2.21 | https://symeagroup.sharepoint.com/sites/SYSKERN/Shared%20Documents/General/ACHATS/3.0%20MIRSAN/4.ACCESSORIES%2019''/TDS/MR.PKV.XX_DS.pdf | Privilégié la Chine
MR.PKV3U.XX | BLANK PANEL 3U/19" | KBLANK3U |  | 3U 19" screw type blank panel | 3.3 | 3.3 | 3 | 3 | 2.5729 | 2.7371 | 3.06 | https://symeagroup.sharepoint.com/sites/SYSKERN/Shared%20Documents/General/ACHATS/3.0%20MIRSAN/4.ACCESSORIES%2019''/TDS/MR.PKV.XX_DS.pdf | Privilégié la Chine
MR.PKV5U.XX | BLANK PANEL 5U/19" | KBLANK5U |  | 5U 19" screw type blank panel | 4.4 | 4.4 | 4.1 | 4.1 | 3.5163 | 3.7407 | 4.1 | https://symeagroup.sharepoint.com/sites/SYSKERN/Shared%20Documents/General/ACHATS/3.0%20MIRSAN/4.ACCESSORIES%2019''/TDS/MR.PKV.XX_DS.pdf | Privilégié la Chine
MR.OKP1U19.XX | CABLE MANAGEMENT PANEL 4 HOOKS |  |  | 1U 19" cable organizer panel, 5 pcs hook | 3.85 | 3.85 | 3.5 | 3.5 | 3.0017 | 3.1933 | 2.54 | https://symeagroup.sharepoint.com/sites/SYSKERN/Shared%20Documents/General/ACHATS/3.0%20MIRSAN/4.ACCESSORIES%2019''/TDS/MIRSAN-Organizer%20with%20Hooks_DS.pdf | Privilégié la Chine
MR.BAZ66.XX | PLINTH 600X600 | KPLINT66 |  | W=600 D=600 H=100mm plinth module | 34.65 | 34.65 | 32 | 32 | 27.4443 | 29.196 | 30.26 | https://symeagroup.sharepoint.com/sites/SYSKERN/Shared%20Documents/General/ACHATS/3.0%20MIRSAN/4.ACCESSORIES%2019''/TDS/GTN%20PLINTH%20W600-W800_DS.pdf | -
MR.BAZ68.XX | PLINTH 600X800 | KPLINT68 |  | W=600 D=800 H=100mm plinth module | 36.3 | 36.3 | 35 | 35 | 30.0172 | 31.9331 | 32.25 | https://symeagroup.sharepoint.com/sites/SYSKERN/Shared%20Documents/General/ACHATS/3.0%20MIRSAN/4.ACCESSORIES%2019''/TDS/GTN%20PLINTH%20W600-W800_DS.pdf | -
MR.BAZ86.XX | PLINTH 800X600 | KPLINT86 |  | W=800 D=600 H=100mm plinth module | 39.6 | 39.6 | 35 | 35 | 30.0172 | 31.9331 | 32.25 | https://symeagroup.sharepoint.com/sites/SYSKERN/Shared%20Documents/General/ACHATS/3.0%20MIRSAN/4.ACCESSORIES%2019''/TDS/GTN%20PLINTH%20W600-W800_DS.pdf | -
MR.BAZ88.XX | PLINTH 800X800 | KPLINT88 |  | W=800 D=800 H=100mm plinth module | 42.35 | 42.35 | 40 | 40 | 34.3053 | 36.495 | 34.18 | https://symeagroup.sharepoint.com/sites/SYSKERN/Shared%20Documents/General/ACHATS/3.0%20MIRSAN/4.ACCESSORIES%2019''/TDS/GTN%20PLINTH%20W600-W800_DS.pdf | -
MR.BAZ61.XX | PLINTH 600X1000 | KPLINT610 |  | W=600 D=1000 H=100mm plinth module | 37.95 | 37.95 | 35 | 35 | 30.0172 | 31.9331 | 34.96 | https://symeagroup.sharepoint.com/sites/SYSKERN/Shared%20Documents/General/ACHATS/3.0%20MIRSAN/4.ACCESSORIES%2019''/TDS/GTN%20PLINTH%20W600-W800_DS.pdf | -
MR.BAZ81.XX | PLINTH 800X1000 | KPLINT810 |  | W=800 D=1000 H=100mm plinth module | 47.85 | 47.85 | 45 | 45 | 38.5935 | 41.0569 | 36.8 | https://symeagroup.sharepoint.com/sites/SYSKERN/Shared%20Documents/General/ACHATS/3.0%20MIRSAN/4.ACCESSORIES%2019''/TDS/GTN%20PLINTH%20W600-W800_DS.pdf | -
MR.BAZ812.XX | PLINTH 800X1200 | KPLINT812 |  | W=800 D=1200 H=100mm plinth module | - | - | 50 | 50 | 42.8816 | 45.6188 | 39.58 | https://symeagroup.sharepoint.com/sites/SYSKERN/Shared%20Documents/General/ACHATS/3.0%20MIRSAN/4.ACCESSORIES%2019''/TDS/GTN%20PLINTH%20W600-W800_DS.pdf | -
- | 19’’ rear mounting for cabinet 33U 600mm width (2 PCS) |  |  | - |  | 15.8 | 15 | 15 | 12.8645 | 13.6856 |  |  | -
- | 19’’ rear mounting for cabinet 42U 600mm width (2 PCS) |  |  | - |  | 18.7 | 17.65 | 17.65 | 15.1372 | 16.1034 |  |  | -
- | 19’’ rear mounting for cabinet 42U 800mm width (2 PCS) |  |  | - |  | 18.7 | 17.65 | 17.65 | 15.1372 | 16.1034 |  |  | -
- | CABLE TRAY WIDTH 200X42U (2 PCS) |  |  |  |  | 37.6975 | 30 | 30 | 25.729 | 27.3713 |  | https://symeagroup.sharepoint.com/sites/SYSKERN/Shared%20Documents/General/ACHATS/3.0%20MIRSAN/4.ACCESSORIES%2019''/TDS/CABLE%20TRAY_DS.pdf | -
- | CABLE TRAY WIDTH 300X42U (2 PCS) |  |  |  |  | 43.8 | 35 | 35 | 30.0172 | 31.9331 |  | https://symeagroup.sharepoint.com/sites/SYSKERN/Shared%20Documents/General/ACHATS/3.0%20MIRSAN/4.ACCESSORIES%2019''/TDS/CABLE%20TRAY_DS.pdf | -
- | CABLE TRAY WIDTH 300X47U (2 PCS) |  |  |  |  | 47.9024 | 40 | 40 | 34.3053 | 36.495 |  | https://symeagroup.sharepoint.com/sites/SYSKERN/Shared%20Documents/General/ACHATS/3.0%20MIRSAN/4.ACCESSORIES%2019''/TDS/CABLE%20TRAY_DS.pdf | 46U
- | CABLE TRAY WIDTH 200X47U (2 PCS) |  |  |  |  | 41.2997 | 35 | 35 | 30.0172 | 31.9331 |  | https://symeagroup.sharepoint.com/sites/SYSKERN/Shared%20Documents/General/ACHATS/3.0%20MIRSAN/4.ACCESSORIES%2019''/TDS/CABLE%20TRAY_DS.pdf | 46U
- | CABINET CHAIR 600x600 H.mm 158-280.5 | KCH661628 |  |  |  | 60.7 | 58.5 | 66.3 | 56.8611 | 60.4905
- | CABINET CHAIR 600x600 H.mm 278-520.5 | KCH662852 |  |  |  | 65.6 | 63.5 | 71.3 | 61.1492 | 65.0524
- | CABINET CHAIR 600x800 H.mm 158-280.5 | KCH681628 |  |  |  | 66.9 | 65 | 73.9 | 63.3791 | 67.4245
- | CABINET CHAIR 600x800 H.mm 278-520.5 | KCH682852 |  |  |  | 72 | 70 | 78.9 | 67.6672 | 71.9864
- | CABINET CHAIR 800x800 H.mm 158-280.5 | KCH881628 |  |  |  | 73.5 | 71 | 81.7 | 70.0686 | 74.5411
- | CABINET CHAIR 800x800 H.mm 278-520.5 | KCH882852 |  |  |  | 78.5 | 76 | 86.7 | 74.3568 | 79.103
- | CABINET CHAIR 600x1000 H.mm 158-280.5 | KCH6101628 |  |  |  | 74.9969 | 72.5 | 81.8 | 70.1544 | 74.6323
- | CABINET CHAIR 600x1000 H.mm 278-520.5 | KCH6102852 |  |  |  | 80.1 | 77.5 | 86.8 | 74.4425 | 79.1942
- | CABINET CHAIR 800x1000 H.mm 158-280.5 | KCH8101628 |  |  |  | 82.8 | 80 | 92.2 | 79.0738 | 84.121
- | CABINET CHAIR 800x1000 H.mm 278-520.5 | KCH8102852 |  |  |  | 87.799 | 85 | 97.2 | 83.3619 | 88.6829
| CABINET CHAIR 800x1200 H.mm 158-280.5 | KCH8121628 |  |  |  |  | 89.9 | 103.1 | 88.422 | 94.0659
| CABINET CHAIR 800x1200 H.mm 278-520.5 | KCH8122852 |  |  |  |  | 95.6 | 108.8 | 93.3105 | 99.2665
MR.TKR5525_GTN | SET OF 4 CASTORS | KCASTOR4 |  | Free standing type caster group, 4 point connection1set= 4pcs. (2 with brakes) | 19.8 | 19.8 | 18.65 | 18.65 | 15.9949 | 17.0158 | 20.24 | https://symeagroup.sharepoint.com/sites/SYSKERN/Shared%20Documents/General/ACHATS/3.0%20MIRSAN/4.ACCESSORIES%2019''/TDS/MR.TKR5525_GTN_DS.pdf | -
MR.PNY25 | LEVELING FEET (4 PCS) | KFEET4 |  | PVC body, pinion feet, 1set= 4pcs. | 2.75 | 2.75 | 2.75 | 2.75 | 2.3585 | 2.509 |  | https://symeagroup.sharepoint.com/sites/SYSKERN/Shared%20Documents/General/ACHATS/3.0%20MIRSAN/4.ACCESSORIES%2019''/TDS/MR.PNY25_DS.pdf | -
| 450X80 BRUSH |  |  |  |  | 4.3 | 3.9 | 3.9 | 3.3448 | 3.5583
MIR.FIRCA.300X65.SP | 300X65 BRUSH | KWMTBALAI |  |  |  | 3.2 | 2.85 | 2.85 | 2.4443 | 2.6003
MR.MCT1U55.XX | 1U 19" D=55MM MEDIA CONVERTER HOLDER |  |  |  |  | 5.1 | 4.5 | 4.5 | 3.8593 | 4.1057
| REAR ORGANIZER WITH HOOKS 42U 1SET = 2 PCS |  |  |  |  | 66.4 | 60 | 60 | 51.458 | 54.7425
| REAR ORGANIZER WITH HOOKS 33U 1SET = 2 PCS |  |  |  |  | 55.1 | 50 | 50 | 42.8816 | 45.6188
Note on H55: Paul: OFFRE DU 13/11

## OPEN RACKS
Product Code | Product Description | Dimensions | Unit Price
MR.OPR42UDF45.XX | 42U D=450mm Open Frame Double Frame | D=450 H=2000 | $156,88
MR.OPR42UDF60.XX | 42U D=600mm Open Frame Double Frame | D=600 H=2000 | $162,98
MR.OPR42UDF80.XX | 42U D=800mm Open Frame Double Frame | D=800 H=2000 | $172,37
MR.OPR42UDF100.XX | 42U D=1000mm Open Frame Double Frame | D=1000 H=2000 | $181,96

## OFFERS TEMPLATE
ukn products codes | Designation | QTES | PRIX RENDU CORIS | TOTAL HT
KRG42810DP2 | BAIE RESEAU "GRID" 42U 800x1000 19 POUCES DOUBLE PORTE AV/AR PERFOREES | 10 | 621.35 | 6213.5
KCH6101628 | CHAISES DE BAIE 600x1000 H158-280 | 10 | 138.19 | 1381.9
KCH6102852 | CHAISES DE BAIE 600x1000 H278-520 | 10 | 147.59 | 1475.9
KTRAYSLID550MM | ÉTAGÈRE GLISSIERE 19" 1U PROFONDEUR 550 MM AJUSTABLE PAR BOITE | 10 | 31.33 | 313.3
KFAN4V | PLAQUE 4 VENTILATEURS, MODULE DE VENTILATEUR CONTRÔLÉ PAR THERMOSTAT ANALOGIQUE | 10 | 69.62 | 696.2
KFEET4 | PIEDS DE BAIE 4PCS PAR BOITE | 10 | 4.79 | 47.9
KCASTOR4 | ROULETTES AUTOPORTANTES 4 POINTS CONNECTION 4PCS (2 AVEC FREINS) PAR BOITE | 10 | 32.46 | 324.6
KKITJUNC | 1 SET 4 PCS | 10 | 15 | 150
|  |  | TT | 10603.3